## 概览
全球盆底相关 FDA 510(k) 数据库
数据范围 | 纳入记录 | 核心记录 | 申请人数量 | 中国大陆 | 2020年以来 | 最早年份 | 最新年份 | PDF可访问 | PDF不存在 | 审计排除
1976年至今FDA官方可释放510(k)数据 | 187 | 163 | 95 | 19 | 44 | 1979 | 2026 | 127 | 60 | 217
产品大类 | 记录数 |  | 国家/地区（Top） | 记录数 | 公司数 |  | 公司/申请人 Top15 | 510(k)数 | 国家/地区
电刺激/神经肌肉刺激系统 | 70 |  | 美国 | 132 | 64 |  | Hollister, Inc. | 14 | 美国
盆底训练/生物反馈/测量 | 55 |  | 中国大陆 | 19 | 12 |  | Empi | 10 | 美国
磁刺激/治疗椅 | 6 |  | 中国台湾 | 8 | 4 |  | The Prometheus Group | 9 | 美国
体表电刺激失禁治疗 | 4 |  | 加拿大 | 5 | 1 |  | Incontrol Medical, LLC | 7 | 美国
探头/电极/传感附件 | 30 |  | 英国 | 5 | 2 |  | Shenzhen Konmed Technology Co., Ltd. | 5 | 中国大陆
生物反馈+电刺激系统 | 6 |  | 丹麦 | 4 | 2 |  | Pelvital USA, Inc. | 5 | 美国
相邻失禁训练/监测 | 7 |  | 澳大利亚 | 3 | 2 |  | Thought Technology , Ltd. | 5 | 加拿大
盆底肌电/生物反馈训练 | 6 |  | 爱尔兰 | 2 | 2 |  | Tenscare, Ltd. | 4 | 英国
相邻盆底/肛直肠诊断 | 3 |  | 法国 | 2 | 1 |  | Renovia, Inc. | 4 | 美国
|  |  | 波兰 | 1 | 1 |  | Utah Medical Products, Inc. | 4 | 美国
[7 empty] | Elidah, Inc. | 3 | 美国
[7 empty] | BTL Industries, Inc. | 3 | 美国
[7 empty] | Everyway Medical Instruments Co.,Ltd | 3 | 中国台湾
[7 empty] | Laborie Medical Technologies | 3 | 美国
[7 empty] | Medtronic Functional Diagnostics A/S | 3 | 丹麦
口径提示：本库只纳入FDA作出实质等同决定的510(k)记录。510(k) clearance不是PMA approval，也不是企业注册证书。公司统计对申请人名称进行了大小写、标点和空格规范化；企业更名、并购或单复数差异仍可能需要人工合并。PDF状态为本次在线检测结果，可能随FDA网站更新而变化。

## 公司统计
规范公司名 | 公司/申请人显示名 | 510(k)记录数 | 核心记录数 | 最早年份 | 最新年份 | 国家/地区
HOLLISTER INC | Hollister, Inc. | 14 | 14 | 1989 | 2005 | 美国
EMPI | Empi | 10 | 10 | 1991 | 1998 | 美国
THE PROMETHEUS GROUP | The Prometheus Group | 9 | 6 | 1991 | 2003 | 美国
INCONTROL MEDICAL LLC | Incontrol Medical, LLC | 7 | 7 | 2012 | 2019 | 美国
SHENZHEN KONMED TECHNOLOGY CO LTD | Shenzhen Konmed Technology Co., Ltd. | 5 | 4 | 2018 | 2026 | 中国大陆
PELVITAL USA INC | Pelvital USA, Inc. | 5 | 5 | 2020 | 2024 | 美国
THOUGHT TECHNOLOGY LTD | Thought Technology , Ltd. | 5 | 5 | 1995 | 2021 | 加拿大
TENSCARE LTD | Tenscare, Ltd. | 4 | 4 | 2011 | 2023 | 英国
RENOVIA INC | Renovia, Inc. | 4 | 4 | 2018 | 2022 | 美国
UTAH MEDICAL PRODUCTS INC | Utah Medical Products, Inc. | 4 | 4 | 1995 | 1997 | 美国
ELIDAH INC | Elidah, Inc. | 3 | 3 | 2019 | 2026 | 美国
BTL INDUSTRIES INC | BTL Industries, Inc. | 3 | 3 | 2016 | 2025 | 美国
EVERYWAY MEDICAL INSTRUMENTS CO LTD | Everyway Medical Instruments Co.,Ltd | 3 | 3 | 2013 | 2021 | 中国台湾
LABORIE MEDICAL TECHNOLOGIES | Laborie Medical Technologies | 3 | 3 | 1995 | 2007 | 美国
MEDTRONIC FUNCTIONAL DIAGNOSTICS A/S | Medtronic Functional Diagnostics A/S | 3 | 0 | 1999 | 2001 | 丹麦
SRS MEDICAL SYSTEMS INC | Srs Medical Systems, Inc. | 3 | 1 | 2000 | 2001 | 美国
VERIMED HOLDINGS INC | Verimed Holdings, Inc. | 3 | 3 | 1986 | 1998 | 美国
BIOSONICS INC | Biosonics, Inc. | 3 | 0 | 1986 | 1988 | 美国
HUNAN ACCURATE BIO-MEDICAL TECHNOLOGY CO LTD | Hunan Accurate Bio-Medical Technology Co., Ltd. | 2 | 2 | 2026 | 2026 | 中国大陆
WELL-LIFE HEALTHCARE LTD | Well-Life Healthcare , Ltd. | 2 | 2 | 2022 | 2026 | 中国台湾
ZMI ELECTRONICS LTD | Zmi Electronics , Ltd. | 2 | 2 | 2024 | 2025 | 中国台湾
ADVANCED TACTILE IMAGING INC | Advanced Tactile Imaging, Inc. | 2 | 2 | 2015 | 2024 | 美国
X6 INNOVATIONS | X6 Innovations | 2 | 2 | 2023 | 2023 | 法国
SHENZHEN DONGDIXIN TECHNOLOGY CO LTD | Shenzhen Dongdixin Technology Co., Ltd. | 2 | 1 | 2018 | 2022 | 中国大陆
BIOINFINITY (M) SDN BHD | Bioinfinity (M) Sdn. Bhd. | 2 | 2 | 2014 | 2017 | 马来西亚、美国
ANALYTICA LTD | Analytica, Ltd. | 2 | 2 | 2015 | 2016 | 澳大利亚
INTERNATIONAL TRADE GROUP INC | International Trade Group, Inc. | 2 | 2 | 2015 | 2016 | 美国
GUANGZHOU FINECURE MEDICAL EQUIPMENT COLTD | Guangzhou Finecure Medical Equipment Co.,Ltd | 2 | 2 | 2015 | 2015 | 中国大陆
ATHENA FEMININE TECHNOLOGIES INC | Athena Feminine Technologies, Inc. | 2 | 2 | 2003 | 2003 | 美国
DESCHUTES MEDICAL PRODUCTS INC | Deschutes Medical Products, Inc. | 2 | 2 | 1995 | 2000 | 美国
NEOTONUS INC | Neotonus, Inc. | 2 | 2 | 1998 | 2000 | 美国
LABORIE MEDICAL TECH CORP | Laborie Medical Tech Corp. | 2 | 2 | 1999 | 1999 | 美国
CARDIO DESIGN PTY LTD | Cardio Design Pty. , Ltd. | 2 | 2 | 1996 | 1998 | 澳大利亚、美国
BIOSEARCH MEDICAL PRODUCTS INC | Biosearch Medical Products, Inc. | 2 | 1 | 1990 | 1997 | 美国
MYO/KINETIC SYSTEMS INC | Myo/Kinetic Systems, Inc. | 2 | 2 | 1995 | 1995 | 美国
LAURIE ANN KAISER PHD | Laurie Ann Kaiser, Ph.D. | 2 | 2 | 1980 | 1986 | 美国
PERITONE RESEARCH LTD | Peritone Research, Ltd. | 2 | 2 | 1986 | 1986 | 美国
DOLANVY (SUZHOU) MEDICAL TECHNOLOGY CO LTD | Dolanvy (Suzhou) Medical Technology Co., Ltd. | 1 | 1 | 2026 | 2026 | 中国大陆
PONTEMEDAG | Pontemedag | 1 | 1 | 2026 | 2026 | 瑞士
SHENZHEN CHANGKUN TECHNOLOGY CO LTD | Shenzhen Changkun Technology Co., Ltd. | 1 | 1 | 2026 | 2026 | 中国大陆
TRINITY MEDICAL SOLUTIONS | Trinity Medical Solutions | 1 | 1 | 2025 | 2025 | 美国
VERITY MEDICAL LTD | Verity Medical , Ltd. | 1 | 1 | 2025 | 2025 | 爱尔兰
EASYMED INSTRUMENTS CO LTD | Easymed Instruments Co., Ltd. | 1 | 1 | 2024 | 2024 | 中国大陆
FOTONA DOO | Fotona D.O.O. | 1 | 1 | 2024 | 2024 | 斯洛文尼亚
NANJING VISHEE MEDICAL TECHNOLOGY CO LTD | Nanjing Vishee Medical Technology Co., Ltd. | 1 | 1 | 2023 | 2023 | 中国大陆
ZIMMER MEDIZINSYSTEME GMBH | Zimmer Medizinsysteme GmbH | 1 | 1 | 2023 | 2023 | 德国
MEDLANDER MEDICAL TECHNOLOGY INC | Medlander Medical Technology, Inc. | 1 | 0 | 2022 | 2022 | 中国大陆
ORIENTAL INSPIRATION LIMITED | Oriental Inspiration Limited | 1 | 1 | 2022 | 2022 | 中国大陆
EGZOTECH SP Z O O | Egzotech Sp. Z O. O. | 1 | 0 | 2021 | 2021 | 波兰
SHENZHEN MED-LINK ELECTRONICS TECH CO LTD | Shenzhen Med-Link Electronics Tech Co., Ltd. | 1 | 1 | 2021 | 2021 | 中国大陆
ATLANTIC THERAPEUTICS LTD | Atlantic Therapeutics, Ltd. | 1 | 1 | 2020 | 2020 | 爱尔兰
INMODE LTD | InMode , Ltd. | 1 | 1 | 2020 | 2020 | 以色列
MEDLINE INDUSTRIES INC | Medline Industries, Inc. | 1 | 0 | 2020 | 2020 | 美国
PLUS EV HOLDINGS DBA INTIMATE ROSE | Plus EV Holdings Dba Intimate Rose | 1 | 1 | 2020 | 2020 | 美国
RALSTON GROUP | Ralston Group | 1 | 1 | 2017 | 2017 | 美国
FUJI DYNAMICS LTD | Fuji Dynamics , Ltd. | 1 | 1 | 2016 | 2016 | 中国大陆
REGULATORY INSIGHT INC | Regulatory Insight, Inc. | 1 | 1 | 2014 | 2014 | 美国
REMENDIUM LABS LLC | Remendium Labs, LLC | 1 | 1 | 2014 | 2014 | 美国
KAMABRY INC DBA INNER PEACE FOR WOMEN | Kamabry, Inc., Dba Inner Peace For Women | 1 | 1 | 2013 | 2013 | 美国
ORELLE CORPORATION LTD | Orelle Corporation, Ltd. | 1 | 1 | 2013 | 2013 | 美国
ZYNEX MEDICAL INC | Zynex Medical, Inc. | 1 | 1 | 2012 | 2012 | 美国
ACCELERATED CARE PLUS | Accelerated Care Plus | 1 | 1 | 2009 | 2009 | 美国
APIMEDS INC | Apimeds, Inc. | 1 | 1 | 2009 | 2009 | 美国
OTTO BOCK AUSTRIA GMBH | Otto Bock, Austria GmbH | 1 | 0 | 2009 | 2009 | 美国
VERITY SCIENTIFIC LTD | Verity Scientific , Ltd. | 1 | 1 | 2009 | 2009 | 美国
NE SERVICES LTD | Ne Services , Ltd. | 1 | 1 | 2008 | 2008 | 美国
SKYLARK DEVICE & SYSTEMS CO LTD | Skylark Device & Systems Co., Ltd. | 1 | 1 | 2005 | 2005 | 中国台湾
MEDTRONIC VASCULAR | Medtronic Vascular | 1 | 0 | 2004 | 2004 | 美国
DANMETER A/S | Danmeter A/S | 1 | 1 | 2003 | 2003 | 丹麦
KEGELMASTER 2000 LTD | Kegelmaster 2000 , Ltd. | 1 | 1 | 2002 | 2002 | 美国
NAISSANCE HOLDINGS LC | Naissance Holdings, LC | 1 | 1 | 2002 | 2002 | 美国
PELVICFLEX INC | Pelvicflex, Inc. | 1 | 1 | 2002 | 2002 | 美国
EMD ELECTRONIC MEDICAL DEVICES CORP | Emd Electronic Medical Devices, Corp. | 1 | 1 | 2001 | 2001 | 美国
HMT INC | Hmt, Inc. | 1 | 1 | 2001 | 2001 | 韩国
NEEN DESIGN LTD | Neen Design , Ltd. | 1 | 1 | 2001 | 2001 | 英国
PURDUE TECHNOLOGY PARK | Purdue Technology Park | 1 | 1 | 2001 | 2001 | 美国
COLONIAL MEDICAL SUPPLY | Colonial Medical Supply | 1 | 1 | 2000 | 2000 | 美国
INNOVAMED USA INC | Innovamed USA, Inc. | 1 | 1 | 2000 | 2000 | 美国
MEGA ELECTRONICS LTD | Mega Electronics , Ltd. | 1 | 1 | 2000 | 2000 | 美国
HUMED INC | Humed, Inc. | 1 | 0 | 1998 | 1998 | 美国
DAN MED INC | Dan Med, Inc. | 1 | 1 | 1997 | 1997 | 美国
PRINCETON REGULATORY ASSOC | Princeton Regulatory Assoc. | 1 | 0 | 1996 | 1996 | 美国
SANDHILL SCIENTIFIC INC | Sandhill Scientific, Inc. | 1 | 1 | 1994 | 1994 | 美国
STIMTECH PRODUCTS | Stimtech Products | 1 | 1 | 1993 | 1993 | 美国
BIOCARE INTL | Biocare Intl. | 1 | 0 | 1991 | 1991 | 美国
PERRYMETER SYSTEMS | Perrymeter Systems | 1 | 1 | 1991 | 1991 | 美国
TRIDAK DIVISION OF INDICON INC | Tridak Division of Indicon, Inc. | 1 | 1 | 1990 | 1990 | 美国
BIVONA MEDICAL TECHNOLOGIES | Bivona Medical Technologies | 1 | 1 | 1989 | 1989 | 美国
CR BARD INC | C.R. Bard, Inc. | 1 | 0 | 1989 | 1989 | 美国
DANTEC ELECTRONICS INC | Dantec Electronics, Inc. | 1 | 0 | 1988 | 1988 | 美国
MILEX PRODUCTS INC | Milex Products, Inc. | 1 | 1 | 1986 | 1986 | 美国
UROLOGICS INC | Urologics, Inc. | 1 | 1 | 1985 | 1985 | 美国
FARRALL INSTRUMENTS INC | Farrall Instruments, Inc. | 1 | 1 | 1982 | 1982 | 美国
ASSOCIATES IN BIOFEEDBACK | Associates IN Biofeedback | 1 | 1 | 1980 | 1980 | 美国
VAGATEX | Vagatex | 1 | 1 | 1979 | 1979 | 美国

## 510k数据库
510(k)号 | 申请人/企业 | 器械名称 | 产品大类 | 相关性 | 产品代码 | 决定日期 | 年份 | 决定 | 国家代码 | 国家/地区 | 城市 | 州/省 | 申报类型 | 第三方审查 | Summary/Statement | 510(k)审查委员会 | 分类委员会 | FDA详情页 | PDF状态 | FDA PDF链接 | 统一公司主体 | 原表已有
K260178 | Shenzhen Konmed Technology Co., Ltd. | Pelvic Muscle Trainer (KM510, KM516B) | 电刺激/神经肌肉刺激系统 | 核心 | KPI | 2026-06-18 | 2026 | 实质等同 | CN | 中国大陆 | Shenzhen |  | Traditional | N | Summary | GU | GU | https://www.accessdata.fda.gov/scripts/cdrh/cfdocs/cfpmn/pmn.cfm?ID=K260178 | 可访问 | https://www.accessdata.fda.gov/cdrh_docs/pdf26/K260178.pdf | SHENZHEN KONMED TECHNOLOGY CO LTD | 否
K252601 | Hunan Accurate Bio-Medical Technology Co., Ltd. | Pelvic Muscle Trainer (PC22A); Pelvic Muscle Trainer (PC22A-L); Pelvic Muscle Trainer (PC22E); Pelvic Muscle Trainer (PC22E-L) | 电刺激/神经肌肉刺激系统 | 核心 | KPI | 2026-05-14 | 2026 | 实质等同 | CN | 中国大陆 | Changsha |  | Traditional | N | Summary | GU | GU | https://www.accessdata.fda.gov/scripts/cdrh/cfdocs/cfpmn/pmn.cfm?ID=K252601 | 可访问 | https://www.accessdata.fda.gov/cdrh_docs/pdf25/K252601.pdf | HUNAN ACCURATE BIO-MEDICAL TECHNOLOGY CO LTD | 否
K252552 | Shenzhen Changkun Technology Co., Ltd. | Pelvic Floor Rehabilitation Therapy Device (PD2301/PD2302/PD2303) | 电刺激/神经肌肉刺激系统 | 核心 | KPI | 2026-05-06 | 2026 | 实质等同 | CN | 中国大陆 | Shenzhen |  | Traditional | N | Summary | GU | GU | https://www.accessdata.fda.gov/scripts/cdrh/cfdocs/cfpmn/pmn.cfm?ID=K252552 | 可访问 | https://www.accessdata.fda.gov/cdrh_docs/pdf25/K252552.pdf | SHENZHEN CHANGKUN TECHNOLOGY CO LTD | 否
K252831 | Dolanvy (Suzhou) Medical Technology Co., Ltd. | Pelvic Floor Treatment Device (DLR-8920, DLR-8921, DLR-8922, DLR-8923, DLR-8924, DLR-8925, DLR-8926, DLR-8927) | 电刺激/神经肌肉刺激系统 | 核心 | KPI | 2026-04-28 | 2026 | 实质等同 | CN | 中国大陆 | Suzhou |  | Traditional | N | Statement | GU | GU | https://www.accessdata.fda.gov/scripts/cdrh/cfdocs/cfpmn/pmn.cfm?ID=K252831 | 可访问 | https://www.accessdata.fda.gov/cdrh_docs/pdf25/K252831.pdf | DOLANVY (SUZHOU) MEDICAL TECHNOLOGY CO LTD | 否
K252748 | Hunan Accurate Bio-Medical Technology Co., Ltd. | Pelvic Floor Exerciser (PF01) | 盆底训练/生物反馈/测量 | 核心 | HIR | 2026-04-27 | 2026 | 实质等同 | CN | 中国大陆 | Changsha |  | Traditional | N | Summary | GU | OB | https://www.accessdata.fda.gov/scripts/cdrh/cfdocs/cfpmn/pmn.cfm?ID=K252748 | 可访问 | https://www.accessdata.fda.gov/cdrh_docs/pdf25/K252748.pdf | HUNAN ACCURATE BIO-MEDICAL TECHNOLOGY CO LTD | 否
K252334 | Pontemedag | PELVIPOWER Pelvic Functional Magnetic Stimulation (PELVIPOWER PelvicFMS) (033-0-1100-02) | 磁刺激/治疗椅 | 核心 | KPI | 2026-04-17 | 2026 | 实质等同 | CH | 瑞士 | Arbon |  | Traditional | N | Summary | GU | GU | https://www.accessdata.fda.gov/scripts/cdrh/cfdocs/cfpmn/pmn.cfm?ID=K252334 | 可访问 | https://www.accessdata.fda.gov/cdrh_docs/pdf25/K252334.pdf | PONTEMEDAG | 否
K251760 | Well-Life Healthcare , Ltd. | Well-Life Incontinence Stimulation System (WL-2405i(P)) | 电刺激/神经肌肉刺激系统 | 核心 | KPI | 2026-02-12 | 2026 | 实质等同 | TW | 中国台湾 | New Taipei City |  | Traditional | N | Summary | GU | GU | https://www.accessdata.fda.gov/scripts/cdrh/cfdocs/cfpmn/pmn.cfm?ID=K251760 | 可访问 | https://www.accessdata.fda.gov/cdrh_docs/pdf25/K251760.pdf | WELL-LIFE HEALTHCARE LTD | 否
K253285 | Elidah, Inc. | Elitone for Men | 体表电刺激失禁治疗 | 核心 | QAJ | 2026-01-23 | 2026 | 实质等同 | US | 美国 | Newtown | CT | Traditional | N | Summary | GU | GU | https://www.accessdata.fda.gov/scripts/cdrh/cfdocs/cfpmn/pmn.cfm?ID=K253285 | 可访问 | https://www.accessdata.fda.gov/cdrh_docs/pdf25/K253285.pdf | ELIDAH INC | 否
K251026 | Trinity Medical Solutions | Regenesis EMS Chair | 磁刺激/治疗椅 | 核心 | KPI | 2025-08-29 | 2025 | 实质等同 | US | 美国 | Birmingham | AL | Traditional | N | Summary | GU | GU | https://www.accessdata.fda.gov/scripts/cdrh/cfdocs/cfpmn/pmn.cfm?ID=K251026 | 可访问 | https://www.accessdata.fda.gov/cdrh_docs/pdf25/K251026.pdf | TRINITY MEDICAL SOLUTIONS | 否
K243079 | Verity Medical , Ltd. | NeuroTrac® MyoPlus Pro (MYO120U) | 电刺激/神经肌肉刺激系统 | 核心 | KPI | 2025-06-26 | 2025 | 实质等同 | IE | 爱尔兰 | Tagoat |  | Traditional | N | Summary | GU | GU | https://www.accessdata.fda.gov/scripts/cdrh/cfdocs/cfpmn/pmn.cfm?ID=K243079 | 可访问 | https://www.accessdata.fda.gov/cdrh_docs/pdf24/K243079.pdf | VERITY MEDICAL LTD | 否
K241862 | Zmi Electronics , Ltd. | Levina Pelvic Floor Muscle Stimulator (RS-48) | 电刺激/神经肌肉刺激系统 | 核心 | KPI | 2025-03-27 | 2025 | 实质等同 | TW | 中国台湾 | Kaohsiung |  | Traditional | N | Summary | GU | GU | https://www.accessdata.fda.gov/scripts/cdrh/cfdocs/cfpmn/pmn.cfm?ID=K241862 | 可访问 | https://www.accessdata.fda.gov/cdrh_docs/pdf24/K241862.pdf | ZMI ELECTRONICS LTD | 否
K241516 | BTL Industries, Inc. | BTL-398 | 磁刺激/治疗椅 | 核心 | KPI | 2025-02-10 | 2025 | 实质等同 | US | 美国 | Marlborough | MA | Traditional | N | Summary | GU | GU | https://www.accessdata.fda.gov/scripts/cdrh/cfdocs/cfpmn/pmn.cfm?ID=K241516 | 可访问 | https://www.accessdata.fda.gov/cdrh_docs/pdf24/K241516.pdf | BTL INDUSTRIES INC | 是
K241899 | Easymed Instruments Co., Ltd. | Pelvic Floor Stimulator (Intrelief PFE) | 电刺激/神经肌肉刺激系统 | 核心 | KPI | 2024-11-27 | 2024 | 实质等同 | CN | 中国大陆 | Foshan |  | Traditional | N | Statement | GU | GU | https://www.accessdata.fda.gov/scripts/cdrh/cfdocs/cfpmn/pmn.cfm?ID=K241899 | 可访问 | https://www.accessdata.fda.gov/cdrh_docs/pdf24/K241899.pdf | EASYMED INSTRUMENTS CO LTD | 是
K240805 | Pelvital USA, Inc. | Flyte Mechanotherapy System, MTI-1.5 (MTI-1.5) | 盆底训练/生物反馈/测量 | 核心 | HIR | 2024-08-01 | 2024 | 实质等同 | US | 美国 | Eagan | MN | Traditional | N | Summary | GU | OB | https://www.accessdata.fda.gov/scripts/cdrh/cfdocs/cfpmn/pmn.cfm?ID=K240805 | 可访问 | https://www.accessdata.fda.gov/cdrh_docs/pdf24/K240805.pdf | PELVITAL USA INC | 否
K234061 | Fotona D.O.O. | StarFormer | 磁刺激/治疗椅 | 核心 | KPI | 2024-07-01 | 2024 | 实质等同 | SI | 斯洛文尼亚 | Ljubljana |  | Traditional | N | Summary | GU | GU | https://www.accessdata.fda.gov/scripts/cdrh/cfdocs/cfpmn/pmn.cfm?ID=K234061 | 可访问 | https://www.accessdata.fda.gov/cdrh_docs/pdf23/K234061.pdf | FOTONA DOO | 是
K233576 | Shenzhen Konmed Technology Co., Ltd. | Konmed Incontinence Stimulation Electrode (Vaginal Probe: KM-503, KM-504, KM-505, KM-506, KM-507, KM-5013; Rectal Probe: KM-502, KM-5018) | 探头/电极/传感附件 | 核心 | KPI | 2024-02-23 | 2024 | 实质等同 | CN | 中国大陆 | Pingshan District, Shenzhen |  | Traditional | N | Statement | GU | GU | https://www.accessdata.fda.gov/scripts/cdrh/cfdocs/cfpmn/pmn.cfm?ID=K233576 | 可访问 | https://www.accessdata.fda.gov/cdrh_docs/pdf23/K233576.pdf | SHENZHEN KONMED TECHNOLOGY CO LTD | 是
K231875 | Advanced Tactile Imaging, Inc. | Vaginal Tactile Ultrasound Imager | 盆底训练/生物反馈/测量 | 核心 | HIR | 2024-02-22 | 2024 | 实质等同 | US | 美国 | Ewing | NJ | Traditional | N | Summary | OB | OB | https://www.accessdata.fda.gov/scripts/cdrh/cfdocs/cfpmn/pmn.cfm?ID=K231875 | 可访问 | https://www.accessdata.fda.gov/cdrh_docs/pdf23/K231875.pdf | ADVANCED TACTILE IMAGING INC | 否
K231166 | Zmi Electronics , Ltd. | Levina, Levina Incontinence Stimulation Electrodes (Sterile), Pelvic Floor Muscle Probe Electrodes | 探头/电极/传感附件 | 核心 | KPI | 2024-01-18 | 2024 | 实质等同 | TW | 中国台湾 | Kaohsiung |  | Traditional | N | Summary | GU | GU | https://www.accessdata.fda.gov/scripts/cdrh/cfdocs/cfpmn/pmn.cfm?ID=K231166 | 可访问 | https://www.accessdata.fda.gov/cdrh_docs/pdf23/K231166.pdf | ZMI ELECTRONICS LTD | 是
K233362 | Pelvital USA, Inc. | Flyte Mechanotherapy System (aka Flyte System) (MTI-1.0) | 盆底训练/生物反馈/测量 | 核心 | HIR | 2023-12-29 | 2023 | 实质等同 | US | 美国 | Eagan | MN | Special | N | Summary | GU | OB | https://www.accessdata.fda.gov/scripts/cdrh/cfdocs/cfpmn/pmn.cfm?ID=K233362 | 可访问 | https://www.accessdata.fda.gov/cdrh_docs/pdf23/K233362.pdf | PELVITAL USA INC | 否
K231780 | X6 Innovations | Perifit Care+ | 盆底训练/生物反馈/测量 | 核心 | HIR | 2023-12-20 | 2023 | 实质等同 | FR | 法国 | Paris |  | Traditional | N | Summary | GU | OB | https://www.accessdata.fda.gov/scripts/cdrh/cfdocs/cfpmn/pmn.cfm?ID=K231780 | 可访问 | https://www.accessdata.fda.gov/cdrh_docs/pdf23/K231780.pdf | X6 INNOVATIONS | 否
K230983 | Tenscare, Ltd. | Unicare (K-UNICARE-USA) | 电刺激/神经肌肉刺激系统 | 核心 | KPI | 2023-10-20 | 2023 | 实质等同 | GB | 英国 | Epsom |  | Traditional | N | Summary | GU | GU | https://www.accessdata.fda.gov/scripts/cdrh/cfdocs/cfpmn/pmn.cfm?ID=K230983 | 可访问 | https://www.accessdata.fda.gov/cdrh_docs/pdf23/K230983.pdf | TENSCARE LTD | 是
K230780 | Zimmer Medizinsysteme GmbH | MFG-05 | 电刺激/神经肌肉刺激系统 | 核心 | KPI | 2023-10-05 | 2023 | 实质等同 | DE | 德国 | Neu-Elm |  | Traditional | N | Summary | GU | GU | https://www.accessdata.fda.gov/scripts/cdrh/cfdocs/cfpmn/pmn.cfm?ID=K230780 | 可访问 | https://www.accessdata.fda.gov/cdrh_docs/pdf23/K230780.pdf | ZIMMER MEDIZINSYSTEME GMBH | 是
K230767 | Nanjing Vishee Medical Technology Co., Ltd. | Pelvic Floor Muscle Stimulator | 电刺激/神经肌肉刺激系统 | 核心 | KPI | 2023-09-21 | 2023 | 实质等同 | CN | 中国大陆 | Nanjing |  | Traditional | N | Summary | GU | GU | https://www.accessdata.fda.gov/scripts/cdrh/cfdocs/cfpmn/pmn.cfm?ID=K230767 | 可访问 | https://www.accessdata.fda.gov/cdrh_docs/pdf23/K230767.pdf | NANJING VISHEE MEDICAL TECHNOLOGY CO LTD | 是
K223884 | Elidah, Inc. | ELITONE Urge Urinary Incontinence Device | 体表电刺激失禁治疗 | 核心 | QAJ | 2023-02-24 | 2023 | 实质等同 | US | 美国 | Monroe | CT | Traditional | N | Summary | GU | GU | https://www.accessdata.fda.gov/scripts/cdrh/cfdocs/cfpmn/pmn.cfm?ID=K223884 | 可访问 | https://www.accessdata.fda.gov/cdrh_docs/pdf22/K223884.pdf | ELIDAH INC | 否
K221476 | X6 Innovations | Perifit | 盆底训练/生物反馈/测量 | 核心 | HIR | 2023-02-10 | 2023 | 实质等同 | FR | 法国 | Paris |  | Traditional | N | Summary | GU | OB | https://www.accessdata.fda.gov/scripts/cdrh/cfdocs/cfpmn/pmn.cfm?ID=K221476 | 可访问 | https://www.accessdata.fda.gov/cdrh_docs/pdf22/K221476.pdf | X6 INNOVATIONS | 否
K222528 | Well-Life Healthcare Limited | Well-Life Probe Electrode for Stimulation/EMG Probe (Model: SA), Well-Life Incontinence Stimulation/EMG Electrode Probe, Well-Life Probe Electrode | 探头/电极/传感附件 | 核心 | KPI | 2022-12-29 | 2022 | 实质等同 | TW | 中国台湾 | New Taipei City |  | Traditional | N | Summary | GU | GU | https://www.accessdata.fda.gov/scripts/cdrh/cfdocs/cfpmn/pmn.cfm?ID=K222528 | 可访问 | https://www.accessdata.fda.gov/cdrh_docs/pdf22/K222528.pdf | WELL-LIFE HEALTHCARE LTD | 是
K222201 | Medlander Medical Technology, Inc. | Biological Feedback and Stimulation System | 生物反馈+电刺激系统 | 扩展 | IPF | 2022-10-21 | 2022 | 实质等同 | CN | 中国大陆 | Nanjing |  | Traditional | N | Summary | PM | PM | https://www.accessdata.fda.gov/scripts/cdrh/cfdocs/cfpmn/pmn.cfm?ID=K222201 | 可访问 | https://www.accessdata.fda.gov/cdrh_docs/pdf22/K222201.pdf | MEDLANDER MEDICAL TECHNOLOGY INC | 是
K220161 | Shenzhen Konmed Technology Co., Ltd. | Biofeedback Nerve and Muscle Stimulator | 生物反馈+电刺激系统 | 核心 | KPI | 2022-07-20 | 2022 | 实质等同 | CN | 中国大陆 | Shenzhen |  | Traditional | N | Summary | GU | GU | https://www.accessdata.fda.gov/scripts/cdrh/cfdocs/cfpmn/pmn.cfm?ID=K220161 | 可访问 | https://www.accessdata.fda.gov/cdrh_docs/pdf22/K220161.pdf | SHENZHEN KONMED TECHNOLOGY CO LTD | 是
K213913 | Renovia, Inc. | leva Pelvic Health System | 盆底训练/生物反馈/测量 | 核心 | HIR | 2022-06-30 | 2022 | 实质等同 | US | 美国 | Boston | MA | Traditional | N | Summary | GU | OB | https://www.accessdata.fda.gov/scripts/cdrh/cfdocs/cfpmn/pmn.cfm?ID=K213913 | 可访问 | https://www.accessdata.fda.gov/cdrh_docs/pdf21/K213913.pdf | RENOVIA INC | 否
K213133 | Oriental Inspiration Limited | Keffort (MC-100, MC-100A) | 电刺激/神经肌肉刺激系统 | 核心 | KPI | 2022-04-13 | 2022 | 实质等同 | CN | 中国大陆 | Hong Kong |  | Traditional | N | Statement | GU | GU | https://www.accessdata.fda.gov/scripts/cdrh/cfdocs/cfpmn/pmn.cfm?ID=K213133 | 可访问 | https://www.accessdata.fda.gov/cdrh_docs/pdf21/K213133.pdf | ORIENTAL INSPIRATION LIMITED | 是
K213043 | Shenzhen Dongdixin Technology Co., Ltd. | Levator Elite (Model LE9011) | 电刺激/神经肌肉刺激系统 | 扩展 | IPF | 2022-02-25 | 2022 | 实质等同 | CN | 中国大陆 | Shenzhen |  | Traditional | N | Summary | PM | PM | https://www.accessdata.fda.gov/scripts/cdrh/cfdocs/cfpmn/pmn.cfm?ID=K213043 | 可访问 | https://www.accessdata.fda.gov/cdrh_docs/pdf21/K213043.pdf | SHENZHEN DONGDIXIN TECHNOLOGY CO LTD | 是
K213116 | Everyway Medical Instruments Co.,Ltd | Everyway Incontinence Stimulation System | 电刺激/神经肌肉刺激系统 | 核心 | KPI | 2021-12-03 | 2021 | 实质等同 | CN | 中国台湾 | Shenkeng District, New Taipei City |  | Traditional | N | Statement | GU | GU | https://www.accessdata.fda.gov/scripts/cdrh/cfdocs/cfpmn/pmn.cfm?ID=K213116 | 可访问 | https://www.accessdata.fda.gov/cdrh_docs/pdf21/K213116.pdf | EVERYWAY MEDICAL INSTRUMENTS CO LTD | 是
K210002 | Egzotech Sp. Z O. O. | STELLA BIO | 电刺激/神经肌肉刺激系统 | 扩展 | IPF | 2021-10-01 | 2021 | 实质等同 | PL | 波兰 | Gliwice |  | Traditional | N | Summary | PM | PM | https://www.accessdata.fda.gov/scripts/cdrh/cfdocs/cfpmn/pmn.cfm?ID=K210002 | 可访问 | https://www.accessdata.fda.gov/cdrh_docs/pdf21/K210002.pdf | EGZOTECH SP Z O O | 是
K212655 | Pelvital USA, Inc. | Flyte | 盆底训练/生物反馈/测量 | 核心 | HIR | 2021-09-21 | 2021 | 实质等同 | US | 美国 | Minneapolis | MN | Special | N | Statement | GU | OB | https://www.accessdata.fda.gov/scripts/cdrh/cfdocs/cfpmn/pmn.cfm?ID=K212655 | 可访问 | https://www.accessdata.fda.gov/cdrh_docs/pdf21/K212655.pdf | PELVITAL USA INC | 否
K210441 | Shenzhen Med-Link Electronics Tech Co., Ltd. | Incontinence Probe | 探头/电极/传感附件 | 核心 | KPI | 2021-09-17 | 2021 | 实质等同 | CN | 中国大陆 | Shenzhen |  | Traditional | N | Summary | GU | GU | https://www.accessdata.fda.gov/scripts/cdrh/cfdocs/cfpmn/pmn.cfm?ID=K210441 | 可访问 | https://www.accessdata.fda.gov/cdrh_docs/pdf21/K210441.pdf | SHENZHEN MED-LINK ELECTRONICS TECH CO LTD | 是
K212495 | Renovia, Inc. | Leva Pelvic Health System | 盆底训练/生物反馈/测量 | 核心 | HIR | 2021-09-08 | 2021 | 实质等同 | US | 美国 | Boston | MA | Special | N | Summary | GU | OB | https://www.accessdata.fda.gov/scripts/cdrh/cfdocs/cfpmn/pmn.cfm?ID=K212495 | 可访问 | https://www.accessdata.fda.gov/cdrh_docs/pdf21/K212495.pdf | RENOVIA INC | 否
K210764 | Pelvital USA, Inc. | Flyte | 盆底训练/生物反馈/测量 | 核心 | HIR | 2021-04-13 | 2021 | 实质等同 | US | 美国 | Minneapolis | MN | Special | N | Statement | GU | OB | https://www.accessdata.fda.gov/scripts/cdrh/cfdocs/cfpmn/pmn.cfm?ID=K210764 | 可访问 | https://www.accessdata.fda.gov/cdrh_docs/pdf21/K210764.pdf | PELVITAL USA INC | 否
K201014 | Thought Technology , Ltd. | MyOnyx System | 电刺激/神经肌肉刺激系统 | 核心 | KPI | 2021-01-13 | 2021 | 实质等同 | CA | 加拿大 | Montreal |  | Traditional | N | Summary | GU | GU | https://www.accessdata.fda.gov/scripts/cdrh/cfdocs/cfpmn/pmn.cfm?ID=K201014 | 可访问 | https://www.accessdata.fda.gov/cdrh_docs/pdf20/K201014.pdf | THOUGHT TECHNOLOGY LTD | 是
K202648 | Shenzhen Konmed Technology Co., Ltd. | Biofeedback Nerve and Muscle Stimulator | 生物反馈+电刺激系统 | 扩展 | IPF | 2020-12-08 | 2020 | 实质等同 | CN | 中国大陆 | Shenzhen |  | Traditional | N | Summary | PM | PM | https://www.accessdata.fda.gov/scripts/cdrh/cfdocs/cfpmn/pmn.cfm?ID=K202648 | 可访问 | https://www.accessdata.fda.gov/cdrh_docs/pdf20/K202648.pdf | SHENZHEN KONMED TECHNOLOGY CO LTD | 是
K201290 | Medline Industries, Inc. | Medline DeNovo 4Pro Electrical Stimulation Device | 电刺激/神经肌肉刺激系统 | 扩展 | IPF | 2020-09-21 | 2020 | 实质等同 | US | 美国 | Northfield | IL | Traditional | N | Summary | PM | PM | https://www.accessdata.fda.gov/scripts/cdrh/cfdocs/cfpmn/pmn.cfm?ID=K201290 | 可访问 | https://www.accessdata.fda.gov/cdrh_docs/pdf20/K201290.pdf | MEDLINE INDUSTRIES INC | 是
K193364 | Plus EV Holdings Dba Intimate Rose | Intimate Rose Kegel Exercise System | 盆底训练/生物反馈/测量 | 核心 | HIR | 2020-08-24 | 2020 | 实质等同 | US | 美国 | North Kansas City | MO | Traditional | N | Summary | OB | OB | https://www.accessdata.fda.gov/scripts/cdrh/cfdocs/cfpmn/pmn.cfm?ID=K193364 | 可访问 | https://www.accessdata.fda.gov/cdrh_docs/pdf19/K193364.pdf | PLUS EV HOLDINGS DBA INTIMATE ROSE | 否
K200409 | Pelvital USA, Inc. | Pelvital System | 盆底训练/生物反馈/测量 | 核心 | HIR | 2020-07-10 | 2020 | 实质等同 | US | 美国 | Minneapolis | MN | Traditional | N | Summary | GU | OB | https://www.accessdata.fda.gov/scripts/cdrh/cfdocs/cfpmn/pmn.cfm?ID=K200409 | 可访问 | https://www.accessdata.fda.gov/cdrh_docs/pdf20/K200409.pdf | PELVITAL USA INC | 否
K200293 | InMode , Ltd. | InMode System with vTone Applicator | 电刺激/神经肌肉刺激系统 | 核心 | KPI | 2020-05-05 | 2020 | 实质等同 | IL | 以色列 | Yokneam |  | Traditional | N | Summary | GU | GU | https://www.accessdata.fda.gov/scripts/cdrh/cfdocs/cfpmn/pmn.cfm?ID=K200293 | 可访问 | https://www.accessdata.fda.gov/cdrh_docs/pdf20/K200293.pdf | INMODE LTD | 是
K192357 | Atlantic Therapeutics, Ltd. | INNOVO | 体表电刺激失禁治疗 | 核心 | QAJ | 2020-01-16 | 2020 | 实质等同 | IE | 爱尔兰 | Galway |  | Traditional | N | Summary | GU | GU | https://www.accessdata.fda.gov/scripts/cdrh/cfdocs/cfpmn/pmn.cfm?ID=K192357 | 可访问 | https://www.accessdata.fda.gov/cdrh_docs/pdf19/K192357.pdf | ATLANTIC THERAPEUTICS LTD | 否
K192270 | Renovia, Inc. | LEva Pelvic Digital Health System | 盆底训练/生物反馈/测量 | 核心 | HIR | 2019-11-22 | 2019 | 实质等同 | US | 美国 | Boston | MA | Traditional | N | Summary | OB | OB | https://www.accessdata.fda.gov/scripts/cdrh/cfdocs/cfpmn/pmn.cfm?ID=K192270 | 可访问 | https://www.accessdata.fda.gov/cdrh_docs/pdf19/K192270.pdf | RENOVIA INC | 否
K191312 | Tenscare, Ltd. | Perfect PFE | 电刺激/神经肌肉刺激系统 | 核心 | KPI | 2019-11-01 | 2019 | 实质等同 | GB | 英国 | Epsom |  | Traditional | N | Summary | GU | GU | https://www.accessdata.fda.gov/scripts/cdrh/cfdocs/cfpmn/pmn.cfm?ID=K191312 | 可访问 | https://www.accessdata.fda.gov/cdrh_docs/pdf19/K191312.pdf | TENSCARE LTD | 是
K182022 | Incontrol Medical, LLC | ApexMV | 电刺激/神经肌肉刺激系统 | 核心 | KPI | 2019-03-15 | 2019 | 实质等同 | US | 美国 | Brookfield | WI | Traditional | N | Summary | GU | GU | https://www.accessdata.fda.gov/scripts/cdrh/cfdocs/cfpmn/pmn.cfm?ID=K182022 | 可访问 | https://www.accessdata.fda.gov/cdrh_docs/pdf18/K182022.pdf | INCONTROL MEDICAL LLC | 是
K183585 | Elidah, Inc. | Elitone Device | 体表电刺激失禁治疗 | 核心 | QAJ | 2019-02-11 | 2019 | 实质等同 | US | 美国 | Monroe | CT | Traditional | N | Summary | GU | GU | https://www.accessdata.fda.gov/scripts/cdrh/cfdocs/cfpmn/pmn.cfm?ID=K183585 | 可访问 | https://www.accessdata.fda.gov/cdrh_docs/pdf18/K183585.pdf | ELIDAH INC | 否
K181497 | BTL Industries, Inc. | HPM-6000UF | 磁刺激/治疗椅 | 核心 | KPI | 2018-11-14 | 2018 | 实质等同 | US | 美国 | Marlborough | MA | Traditional | N | Summary | GU | GU | https://www.accessdata.fda.gov/scripts/cdrh/cfdocs/cfpmn/pmn.cfm?ID=K181497 | 可访问 | https://www.accessdata.fda.gov/cdrh_docs/pdf18/K181497.pdf | BTL INDUSTRIES INC | 是
K180637 | Renovia, Inc. | leva Pelvic Floor Trainer | 盆底训练/生物反馈/测量 | 核心 | HIR | 2018-04-04 | 2018 | 实质等同 | US | 美国 | Boston | MA | Traditional | N | Summary | GU | OB | https://www.accessdata.fda.gov/scripts/cdrh/cfdocs/cfpmn/pmn.cfm?ID=K180637 | 可访问 | https://www.accessdata.fda.gov/cdrh_docs/pdf18/K180637.pdf | RENOVIA INC | 否
K171430 | Shenzhen Dongdixin Technology Co., Ltd. | Incontinence Treatment Device, Model LT2061 | 电刺激/神经肌肉刺激系统 | 核心 | KPI | 2018-03-15 | 2018 | 实质等同 | CN | 中国大陆 | Shenzhen |  | Traditional | N | Statement | GU | GU | https://www.accessdata.fda.gov/scripts/cdrh/cfdocs/cfpmn/pmn.cfm?ID=K171430 | 可访问 | https://www.accessdata.fda.gov/cdrh_docs/pdf17/K171430.pdf | SHENZHEN DONGDIXIN TECHNOLOGY CO LTD | 是
K163288 | Shenzhen Konmed Technology Co., Ltd. | Pelvifine Pelvic Muscle Trainer | 电刺激/神经肌肉刺激系统 | 核心 | KPI | 2018-01-18 | 2018 | 实质等同 | CN | 中国大陆 | Shenzhen |  | Traditional | N | Summary | GU | GU | https://www.accessdata.fda.gov/scripts/cdrh/cfdocs/cfpmn/pmn.cfm?ID=K163288 | 可访问 | https://www.accessdata.fda.gov/cdrh_docs/pdf16/K163288.pdf | SHENZHEN KONMED TECHNOLOGY CO LTD | 是
K171896 | Ralston Group | Feminine Personal Trainer (FPT) | 盆底训练/生物反馈/测量 | 核心 | HIR | 2017-08-29 | 2017 | 实质等同 | US | 美国 | Selma | AL | Traditional | N | Summary | GU | OB | https://www.accessdata.fda.gov/scripts/cdrh/cfdocs/cfpmn/pmn.cfm?ID=K171896 | 可访问 | https://www.accessdata.fda.gov/cdrh_docs/pdf17/K171896.pdf | RALSTON GROUP | 否
K161349 | Everyway Medical Instrument Co., Ltd. | Everyway Incontinence Stimulation System | 电刺激/神经肌肉刺激系统 | 核心 | KPI | 2017-07-07 | 2017 | 实质等同 | CN | 中国台湾 | Shenkeng District, New Taipei City |  | Traditional | N | Summary | GU | GU | https://www.accessdata.fda.gov/scripts/cdrh/cfdocs/cfpmn/pmn.cfm?ID=K161349 | 可访问 | https://www.accessdata.fda.gov/cdrh_docs/pdf16/K161349.pdf | EVERYWAY MEDICAL INSTRUMENTS CO LTD | 是
K162689 | Bioinfinity (M) Sdn. Bhd. | Vibrance Pelvic Trainer | 盆底训练/生物反馈/测量 | 核心 | HIR | 2017-06-08 | 2017 | 实质等同 | MY | 马来西亚 | Kepong |  | Traditional | N | Summary | GU | OB | https://www.accessdata.fda.gov/scripts/cdrh/cfdocs/cfpmn/pmn.cfm?ID=K162689 | 可访问 | https://www.accessdata.fda.gov/cdrh_docs/pdf16/K162689.pdf | BIOINFINITY (M) SDN BHD | 否
K162010 | BTL Industries, Inc. | HPM-6000U | 磁刺激/治疗椅 | 核心 | KPI | 2016-12-13 | 2016 | 实质等同 | US | 美国 | Framingham | MA | Traditional | N | Summary | GU | GU | https://www.accessdata.fda.gov/scripts/cdrh/cfdocs/cfpmn/pmn.cfm?ID=K162010 | 可访问 | https://www.accessdata.fda.gov/cdrh_docs/pdf16/K162010.pdf | BTL INDUSTRIES INC | 是
K161055 | Fuji Dynamics , Ltd. | Fuji Dynamics Incontinence Stimulation Electrode, Models Fuji  01/ 02/ 03/ 04/ 05/ 06/ 07/ 08/ 09/ 10/ 11/ 12/ 13/ 14/ 15 | 探头/电极/传感附件 | 核心 | KPI | 2016-07-12 | 2016 | 实质等同 | CN | 中国大陆 | Hong Kong |  | Traditional | N | Summary | GU | GU | https://www.accessdata.fda.gov/scripts/cdrh/cfdocs/cfpmn/pmn.cfm?ID=K161055 | 可访问 | https://www.accessdata.fda.gov/cdrh_docs/pdf16/K161055.pdf | FUJI DYNAMICS LTD | 是
K160758 | Analytica, Ltd. | PeriCoach OTC | 盆底训练/生物反馈/测量 | 核心 | HIR | 2016-07-11 | 2016 | 实质等同 | AU | 澳大利亚 | Brisbane |  | Traditional | N | Summary | GU | OB | https://www.accessdata.fda.gov/scripts/cdrh/cfdocs/cfpmn/pmn.cfm?ID=K160758 | 可访问 | https://www.accessdata.fda.gov/cdrh_docs/pdf16/K160758.pdf | ANALYTICA LTD | 否
K160773 | International Trade Group, Inc. | Yarlap II | 电刺激/神经肌肉刺激系统 | 核心 | KPI | 2016-05-04 | 2016 | 实质等同 | US | 美国 | Oxford | OH | Traditional | N | Summary | GU | GU | https://www.accessdata.fda.gov/scripts/cdrh/cfdocs/cfpmn/pmn.cfm?ID=K160773 | 可访问 | https://www.accessdata.fda.gov/cdrh_docs/pdf16/K160773.pdf | INTERNATIONAL TRADE GROUP INC | 是
K142369 | Guangzhou Finecure Medical Equipment Co.,Ltd | Urinary Incontinence System | 电刺激/神经肌肉刺激系统 | 核心 | KPI | 2015-06-17 | 2015 | 实质等同 | CN | 中国大陆 | Guangzhou |  | Traditional | N | Summary | GU | GU | https://www.accessdata.fda.gov/scripts/cdrh/cfdocs/cfpmn/pmn.cfm?ID=K142369 | 可访问 | https://www.accessdata.fda.gov/cdrh_docs/pdf14/K142369.pdf | GUANGZHOU FINECURE MEDICAL EQUIPMENT COLTD | 是
K142355 | Advanced Tactile Imaging, Inc. | Vaginal Tactile Imager | 盆底训练/生物反馈/测量 | 核心 | HIR | 2015-05-28 | 2015 | 实质等同 | US | 美国 | Trenton | NJ | Traditional | N | Summary | GU | OB | https://www.accessdata.fda.gov/scripts/cdrh/cfdocs/cfpmn/pmn.cfm?ID=K142355 | 可访问 | https://www.accessdata.fda.gov/cdrh_docs/pdf14/K142355.pdf | ADVANCED TACTILE IMAGING INC | 否
K141643 | International Trade Group, Inc. | YARLAP | 电刺激/神经肌肉刺激系统 | 核心 | KPI | 2015-04-24 | 2015 | 实质等同 | US | 美国 | Oxford | OH | Traditional | N | Summary | GU | GU | https://www.accessdata.fda.gov/scripts/cdrh/cfdocs/cfpmn/pmn.cfm?ID=K141643 | 可访问 | https://www.accessdata.fda.gov/cdrh_docs/pdf14/K141643.pdf | INTERNATIONAL TRADE GROUP INC | 是
K142506 | Tenscare, Ltd. | TensCare KegelFit | 电刺激/神经肌肉刺激系统 | 核心 | KPI | 2015-04-20 | 2015 | 实质等同 | GB | 英国 | Epsom |  | Traditional | N | Summary | GU | GU | https://www.accessdata.fda.gov/scripts/cdrh/cfdocs/cfpmn/pmn.cfm?ID=K142506 | 可访问 | https://www.accessdata.fda.gov/cdrh_docs/pdf14/K142506.pdf | TENSCARE LTD | 是
K150183 | Incontrol Medical, LLC | ApexM | 电刺激/神经肌肉刺激系统 | 核心 | KPI | 2015-04-09 | 2015 | 实质等同 | US | 美国 | Brookfield | WI | Traditional | N | Summary | GU | GU | https://www.accessdata.fda.gov/scripts/cdrh/cfdocs/cfpmn/pmn.cfm?ID=K150183 | 可访问 | https://www.accessdata.fda.gov/cdrh_docs/pdf15/K150183.pdf | INCONTROL MEDICAL LLC | 是
K143580 | Analytica, Ltd. | PeriCoach | 盆底训练/生物反馈/测量 | 核心 | HIR | 2015-03-18 | 2015 | 实质等同 | AU | 澳大利亚 | Brisbane |  | Traditional | N | Summary | GU | OB | https://www.accessdata.fda.gov/scripts/cdrh/cfdocs/cfpmn/pmn.cfm?ID=K143580 | 可访问 | https://www.accessdata.fda.gov/cdrh_docs/pdf14/K143580.pdf | ANALYTICA LTD | 否
K150180 | Incontrol Medical, LLC | InTone | 电刺激/神经肌肉刺激系统 | 核心 | KPI | 2015-03-16 | 2015 | 实质等同 | US | 美国 | Brookfield | WI | Traditional | N | Summary | GU | GU | https://www.accessdata.fda.gov/scripts/cdrh/cfdocs/cfpmn/pmn.cfm?ID=K150180 | 可访问 | https://www.accessdata.fda.gov/cdrh_docs/pdf15/K150180.pdf | INCONTROL MEDICAL LLC | 是
K140265 | Guangzhou Finecure Medical Equipment Co.,Ltd | ELECTRODE FOR URINARY INCONTINENCE | 探头/电极/传感附件 | 核心 | KPI | 2015-01-23 | 2015 | 实质等同 | CN | 中国大陆 | Shenzhen |  | Traditional | N | Summary | GU | GU | https://www.accessdata.fda.gov/scripts/cdrh/cfdocs/cfpmn/pmn.cfm?ID=K140265 | 可访问 | https://www.accessdata.fda.gov/cdrh_docs/pdf14/K140265.pdf | GUANGZHOU FINECURE MEDICAL EQUIPMENT COLTD | 是
K141893 | Bioinfinity (M) Sdn. Bhd. | VIBRANCE KEGEL DEVICE (VKD) | 盆底训练/生物反馈/测量 | 核心 | HIR | 2014-12-18 | 2014 | 实质等同 | US | 美国 | Austin | TX | Traditional | N | Summary | GU | OB | https://www.accessdata.fda.gov/scripts/cdrh/cfdocs/cfpmn/pmn.cfm?ID=K141893 | 可访问 | https://www.accessdata.fda.gov/cdrh_docs/pdf14/K141893.pdf | BIOINFINITY (M) SDN BHD | 否
K141158 | Incontrol Medical, LLC | APEX | 电刺激/神经肌肉刺激系统 | 核心 | KPI | 2014-11-26 | 2014 | 实质等同 | US | 美国 | Brookfield | WI | Traditional | N | Summary | GU | GU | https://www.accessdata.fda.gov/scripts/cdrh/cfdocs/cfpmn/pmn.cfm?ID=K141158 | 可访问 | https://www.accessdata.fda.gov/cdrh_docs/pdf14/K141158.pdf | INCONTROL MEDICAL LLC | 是
K133990 | Remendium Labs, LLC | IEVA REHABILITATIVE POSITIONAL DEVICE | 盆底训练/生物反馈/测量 | 核心 | HIR | 2014-10-09 | 2014 | 实质等同 | US | 美国 | Baton Rouge | LA | Traditional | N | Summary | GU | OB | https://www.accessdata.fda.gov/scripts/cdrh/cfdocs/cfpmn/pmn.cfm?ID=K133990 | 可访问 | https://www.accessdata.fda.gov/cdrh_docs/pdf13/K133990.pdf | REMENDIUM LABS LLC | 否
K140780 | Regulatory Insight, Inc. | KEGEL SMART, KEGELSMART PEARL | 盆底训练/生物反馈/测量 | 核心 | HIR | 2014-09-10 | 2014 | 实质等同 | US | 美国 | Littleton | CO | Traditional | N | Summary | GU | OB | https://www.accessdata.fda.gov/scripts/cdrh/cfdocs/cfpmn/pmn.cfm?ID=K140780 | 可访问 | https://www.accessdata.fda.gov/cdrh_docs/pdf14/K140780.pdf | REGULATORY INSIGHT INC | 否
K134020 | Incontrol Medical, LLC | INTONEMV | 电刺激/神经肌肉刺激系统 | 核心 | KPI | 2014-02-25 | 2014 | 实质等同 | US | 美国 | Brookfield | WI | Traditional | N | Summary | GU | GU | https://www.accessdata.fda.gov/scripts/cdrh/cfdocs/cfpmn/pmn.cfm?ID=K134020 | 可访问 | https://www.accessdata.fda.gov/cdrh_docs/pdf13/K134020.pdf | INCONTROL MEDICAL LLC | 是
K133826 | Incontrol Medical, LLC | INTONEMV | 电刺激/神经肌肉刺激系统 | 核心 | KPI | 2014-01-06 | 2014 | 实质等同 | US | 美国 | Brookfield | WI | Special | N | Summary | GU | GU | https://www.accessdata.fda.gov/scripts/cdrh/cfdocs/cfpmn/pmn.cfm?ID=K133826 | 可访问 | https://www.accessdata.fda.gov/cdrh_docs/pdf13/K133826.pdf | INCONTROL MEDICAL LLC | 是
K122800 | Kamabry, Inc., Dba Inner Peace For Women | INNER PEACE | 盆底训练/生物反馈/测量 | 核心 | HIR | 2013-10-04 | 2013 | 实质等同 | US | 美国 | Crofton | MD | Traditional | N | Summary | GU | OB | https://www.accessdata.fda.gov/scripts/cdrh/cfdocs/cfpmn/pmn.cfm?ID=K122800 | 可访问 | https://www.accessdata.fda.gov/cdrh_docs/pdf12/K122800.pdf | KAMABRY INC DBA INNER PEACE FOR WOMEN | 否
K121902 | Orelle Corporation, Ltd. | NATRATONE | 盆底训练/生物反馈/测量 | 核心 | HIR | 2013-06-06 | 2013 | 实质等同 | US | 美国 | Seattle | WA | Traditional | N | Summary | GU | OB | https://www.accessdata.fda.gov/scripts/cdrh/cfdocs/cfpmn/pmn.cfm?ID=K121902 | 可访问 | https://www.accessdata.fda.gov/cdrh_docs/pdf12/K121902.pdf | ORELLE CORPORATION LTD | 否
K122194 | Everyway Medical Instruments Co.,Ltd | LIFE-CARE VAGINAL PROBE LIFE-CARE ANAL PROBE | 探头/电极/传感附件 | 核心 | KPI | 2013-04-04 | 2013 | 实质等同 | TW | 中国台湾 | Shen Keng Hsiang,Taipei Hsien |  | Traditional | N | Summary | GU | GU | https://www.accessdata.fda.gov/scripts/cdrh/cfdocs/cfpmn/pmn.cfm?ID=K122194 | 可访问 | https://www.accessdata.fda.gov/cdrh_docs/pdf12/K122194.pdf | EVERYWAY MEDICAL INSTRUMENTS CO LTD | 是
K121820 | Zynex Medical, Inc. | INWAVE | 电刺激/神经肌肉刺激系统 | 核心 | KPI | 2012-08-24 | 2012 | 实质等同 | US | 美国 | Lone Tree | CO | Abbreviated | N | Statement | GU | GU | https://www.accessdata.fda.gov/scripts/cdrh/cfdocs/cfpmn/pmn.cfm?ID=K121820 | 可访问 | https://www.accessdata.fda.gov/cdrh_docs/pdf12/K121820.pdf | ZYNEX MEDICAL INC | 否
K110179 | Incontrol Medical, LLC | INCONTROL | 电刺激/神经肌肉刺激系统 | 核心 | KPI | 2012-02-22 | 2012 | 实质等同 | US | 美国 | Brookfield | WI | Traditional | N | Summary | GU | GU | https://www.accessdata.fda.gov/scripts/cdrh/cfdocs/cfpmn/pmn.cfm?ID=K110179 | 可访问 | https://www.accessdata.fda.gov/cdrh_docs/pdf11/K110179.pdf | INCONTROL MEDICAL LLC | 是
K103698 | Tenscare, Ltd. | TENSCARE ITOUCH SURE MODEL ITS | 电刺激/神经肌肉刺激系统 | 核心 | KPI | 2011-06-21 | 2011 | 实质等同 | GB | 英国 | Epsom, Surrey |  | Traditional | N | Summary | GU | GU | https://www.accessdata.fda.gov/scripts/cdrh/cfdocs/cfpmn/pmn.cfm?ID=K103698 | 可访问 | https://www.accessdata.fda.gov/cdrh_docs/pdf10/K103698.pdf | TENSCARE LTD | 是
K093600 | Accelerated Care Plus | OMNISTIM CONTINENCE+ PELVIC FLOOR STIMULATION SYSTEM | 电刺激/神经肌肉刺激系统 | 核心 | KPI | 2009-12-04 | 2009 | 实质等同 | US | 美国 | Reno | NV | Traditional | Y | Statement | GU | GU | https://www.accessdata.fda.gov/scripts/cdrh/cfdocs/cfpmn/pmn.cfm?ID=K093600 | 可访问 | https://www.accessdata.fda.gov/cdrh_docs/pdf9/K093600.pdf | ACCELERATED CARE PLUS | 是
K083704 | Verity Scientific , Ltd. | NUTRAC PELVATOR, MODEL PEL 200 | 电刺激/神经肌肉刺激系统 | 核心 | KPI | 2009-07-14 | 2009 | 实质等同 | US | 美国 | Oxford | OH | Traditional | N | Summary | GU | GU | https://www.accessdata.fda.gov/scripts/cdrh/cfdocs/cfpmn/pmn.cfm?ID=K083704 | 可访问 | https://www.accessdata.fda.gov/cdrh_docs/pdf8/K083704.pdf | VERITY SCIENTIFIC LTD | 是
K082436 | Apimeds, Inc. | EXTT-101 | 盆底训练/生物反馈/测量 | 核心 | HIR | 2009-05-29 | 2009 | 实质等同 | US | 美国 | Greenwood Village | CO | Traditional | N | Statement | GU | OB | https://www.accessdata.fda.gov/scripts/cdrh/cfdocs/cfpmn/pmn.cfm?ID=K082436 | 可访问 | https://www.accessdata.fda.gov/cdrh_docs/pdf8/K082436.pdf | APIMEDS INC | 否
K080950 | Otto Bock, Austria GmbH | STIWELL MED4 | 电刺激/神经肌肉刺激系统 | 扩展 | IPF | 2009-04-02 | 2009 | 实质等同 | US | 美国 | St Paul | MN | Traditional | N | Summary | PM | PM | https://www.accessdata.fda.gov/scripts/cdrh/cfdocs/cfpmn/pmn.cfm?ID=K080950 | 可访问 | https://www.accessdata.fda.gov/cdrh_docs/pdf8/K080950.pdf | OTTO BOCK AUSTRIA GMBH | 是
K081480 | Ne Services , Ltd. | KEGEL8 PELVIC EXERCISER, MODEL OPH 400 | 电刺激/神经肌肉刺激系统 | 核心 | KPI | 2008-09-12 | 2008 | 实质等同 | US | 美国 | Oxford | OH | Traditional | N | Summary | GU | GU | https://www.accessdata.fda.gov/scripts/cdrh/cfdocs/cfpmn/pmn.cfm?ID=K081480 | 可访问 | https://www.accessdata.fda.gov/cdrh_docs/pdf8/K081480.pdf | NE SERVICES LTD | 是
K070331 | Laborie Medical Technologies | UROSTYM BIOFEEDBACK AND STIMULATION DEVICE AND ACCESSORIES | 生物反馈+电刺激系统 | 核心 | KPI | 2007-05-04 | 2007 | 实质等同 | US | 美国 | Williston | VT | Traditional | N | Statement | GU | GU | https://www.accessdata.fda.gov/scripts/cdrh/cfdocs/cfpmn/pmn.cfm?ID=K070331 | 可访问 | https://www.accessdata.fda.gov/cdrh_docs/pdf7/K070331.pdf | LABORIE MEDICAL TECHNOLOGIES | 是
K053434 | Thought Technology , Ltd. | MYOTRAC INFINITI ELECTRICAL STIMULATOR | 电刺激/神经肌肉刺激系统 | 核心 | KPI | 2006-03-15 | 2006 | 实质等同 | CA | 加拿大 | Montreal, Quebec |  | Traditional | Y | Summary | GU | GU | https://www.accessdata.fda.gov/scripts/cdrh/cfdocs/cfpmn/pmn.cfm?ID=K053434 | 可访问 | https://www.accessdata.fda.gov/cdrh_docs/pdf5/K053434.pdf | THOUGHT TECHNOLOGY LTD | 是
K053007 | Skylark Device & Systems Co., Ltd. | SKYLARK URO PROBE | 探头/电极/传感附件 | 核心 | KPI | 2005-12-05 | 2005 | 实质等同 | TW | 中国台湾 | Taipei |  | Traditional | N | Summary | GU | GU | https://www.accessdata.fda.gov/scripts/cdrh/cfdocs/cfpmn/pmn.cfm?ID=K053007 | 可访问 | https://www.accessdata.fda.gov/cdrh_docs/pdf5/K053007.pdf | SKYLARK DEVICE & SYSTEMS CO LTD | 是
K050483 | Hollister, Inc. | EVADRI BLADDER CONTROL SYSTEMS | 电刺激/神经肌肉刺激系统 | 核心 | KPI | 2005-04-12 | 2005 | 实质等同 | US | 美国 | Libertyville | IL | Traditional | N | Summary | GU | GU | https://www.accessdata.fda.gov/scripts/cdrh/cfdocs/cfpmn/pmn.cfm?ID=K050483 | 可访问 | https://www.accessdata.fda.gov/cdrh_docs/pdf5/K050483.pdf | HOLLISTER INC | 是
K041244 | Medtronic Vascular | POLYGRAM NET BIOFEEDBACK APPLICATION | 盆底肌电/生物反馈训练 | 扩展 | HCC | 2004-08-12 | 2004 | 实质等同 | US | 美国 | Shoreview | MN | Traditional | N | Summary | NE | NE | https://www.accessdata.fda.gov/scripts/cdrh/cfdocs/cfpmn/pmn.cfm?ID=K041244 | 可访问 | https://www.accessdata.fda.gov/cdrh_docs/pdf4/K041244.pdf | MEDTRONIC VASCULAR | 否
K033256 | Athena Feminine Technologies, Inc. | ATHENA PELVIC MUSCLE TRAINER II | 电刺激/神经肌肉刺激系统 | 核心 | KPI | 2003-12-30 | 2003 | 实质等同 | US | 美国 | Orinda | CA | Abbreviated | N | Summary | GU | GU | https://www.accessdata.fda.gov/scripts/cdrh/cfdocs/cfpmn/pmn.cfm?ID=K033256 | 可访问 | https://www.accessdata.fda.gov/cdrh_docs/pdf3/K033256.pdf | ATHENA FEMININE TECHNOLOGIES INC | 是
K032988 | Danmeter A/S | ELPHA 4 CONTI | 电刺激/神经肌肉刺激系统 | 核心 | KPI | 2003-12-03 | 2003 | 实质等同 | DK | 丹麦 | Odense C |  | Abbreviated | N | Statement | GU | GU | https://www.accessdata.fda.gov/scripts/cdrh/cfdocs/cfpmn/pmn.cfm?ID=K032988 | 可访问 | https://www.accessdata.fda.gov/cdrh_docs/pdf3/K032988.pdf | DANMETER A/S | 是
K030039 | The Prometheus Group | PATHWAY STM-10 PELVIC FLOOR STIMULATOR | 电刺激/神经肌肉刺激系统 | 核心 | KPI | 2003-05-23 | 2003 | 实质等同 | US | 美国 | Duxbury | MA | Traditional | N | Summary | GU | GU | https://www.accessdata.fda.gov/scripts/cdrh/cfdocs/cfpmn/pmn.cfm?ID=K030039 | 可访问 | https://www.accessdata.fda.gov/cdrh_docs/pdf3/K030039.pdf | THE PROMETHEUS GROUP | 是
K023905 | Athena Feminine Technologies, Inc. | ATHENA PELVIC MUSCLE TRAINER | 电刺激/神经肌肉刺激系统 | 核心 | KPI | 2003-04-30 | 2003 | 实质等同 | US | 美国 | Orinda | CA | Traditional | N | Statement | GU | GU | https://www.accessdata.fda.gov/scripts/cdrh/cfdocs/cfpmn/pmn.cfm?ID=K023905 | 可访问 | https://www.accessdata.fda.gov/cdrh_docs/pdf2/K023905.pdf | ATHENA FEMININE TECHNOLOGIES INC | 是
K023906 | The Prometheus Group | PATHWAY CTS2000 PELVIC FLOOR TRAINING SYSTEM | 电刺激/神经肌肉刺激系统 | 核心 | KPI | 2003-02-19 | 2003 | 实质等同 | US | 美国 | Dover | NH | Traditional | N | Summary | GU | GU | https://www.accessdata.fda.gov/scripts/cdrh/cfdocs/cfpmn/pmn.cfm?ID=K023906 | 可访问 | https://www.accessdata.fda.gov/cdrh_docs/pdf2/K023906.pdf | THE PROMETHEUS GROUP | 是
K023305 | Kegelmaster 2000 , Ltd. | KEGELMASTER 2000 | 盆底训练/生物反馈/测量 | 核心 | HIR | 2002-12-26 | 2002 | 实质等同 | US | 美国 | Crofton | MD | Traditional | N | Statement | GU | OB | https://www.accessdata.fda.gov/scripts/cdrh/cfdocs/cfpmn/pmn.cfm?ID=K023305 | 可访问 | https://www.accessdata.fda.gov/cdrh_docs/pdf2/K023305.pdf | KEGELMASTER 2000 LTD | 否
K021115 | Naissance Holdings, LC | GYNEFLEX | 盆底训练/生物反馈/测量 | 核心 | HIR | 2002-12-20 | 2002 | 实质等同 | US | 美国 | Wahington | DC | Traditional | N | Summary | GU | OB | https://www.accessdata.fda.gov/scripts/cdrh/cfdocs/cfpmn/pmn.cfm?ID=K021115 | 可访问 | https://www.accessdata.fda.gov/cdrh_docs/pdf2/K021115.pdf | NAISSANCE HOLDINGS LC | 否
K011688 | Pelvicflex, Inc. | PELVICFLEXER EXERCISE DEVICE | 盆底训练/生物反馈/测量 | 核心 | HIR | 2002-03-20 | 2002 | 实质等同 | US | 美国 | Great Neck | NY | Traditional | N | Summary | GU | OB | https://www.accessdata.fda.gov/scripts/cdrh/cfdocs/cfpmn/pmn.cfm?ID=K011688 | 不存在 | https://www.accessdata.fda.gov/cdrh_docs/pdf1/K011688.pdf | PELVICFLEX INC | 否
K013612 | Hollister, Inc. | INCARE PELVIC FLOOR THERAPY SYSTEM | 盆底训练/生物反馈/测量 | 核心 | HIR | 2002-03-19 | 2002 | 实质等同 | US | 美国 | Libertyville | IL | Traditional | N | Summary | GU | OB | https://www.accessdata.fda.gov/scripts/cdrh/cfdocs/cfpmn/pmn.cfm?ID=K013612 | 不存在 | https://www.accessdata.fda.gov/cdrh_docs/pdf1/K013612.pdf | HOLLISTER INC | 否
K013653 | Hollister, Inc. | INCARE PRESSURE BIOFEEDBACK VAGINAL PRESSURE PROBE AND ANAL PRESSURE PROBE | 探头/电极/传感附件 | 核心 | HIR | 2002-03-05 | 2002 | 实质等同 | US | 美国 | Libertyville | IL | Traditional | N | Summary | GU | OB | https://www.accessdata.fda.gov/scripts/cdrh/cfdocs/cfpmn/pmn.cfm?ID=K013653 | 不存在 | https://www.accessdata.fda.gov/cdrh_docs/pdf1/K013653.pdf | HOLLISTER INC | 否
K013141 | Hollister, Inc. | MICROGYN PLUS STIMULATION DEVICE | 电刺激/神经肌肉刺激系统 | 核心 | KPI | 2001-12-19 | 2001 | 实质等同 | US | 美国 | Libertyville | IL | Traditional | N | Summary | GU | GU | https://www.accessdata.fda.gov/scripts/cdrh/cfdocs/cfpmn/pmn.cfm?ID=K013141 | 不存在 | https://www.accessdata.fda.gov/cdrh_docs/pdf1/K013141.pdf | HOLLISTER INC | 是
K011472 | Medtronic Functional Diagnostics A/S | POLYGRAM 98 ANORECTAL FUNCTION TESTING APPLICATION, POLYGRAM 98 ESOPHAGEAL MANOMETRY APPLICATION, POLYGRAF ID | 相邻盆底/肛直肠诊断 | 相邻 | FFX | 2001-08-10 | 2001 | 实质等同 | DK | 丹麦 | Skovlunde |  | Traditional | N |  | GU | GU | https://www.accessdata.fda.gov/scripts/cdrh/cfdocs/cfpmn/pmn.cfm?ID=K011472 | 不存在 | https://www.accessdata.fda.gov/cdrh_docs/pdf1/K011472.pdf | MEDTRONIC FUNCTIONAL DIAGNOSTICS A/S | 否
K011435 | Hmt, Inc. | HMT 21, HMT 2000 URINARY INCONTINENCE SYSTEM | 电刺激/神经肌肉刺激系统 | 核心 | KPI | 2001-06-22 | 2001 | 实质等同 | KR | 韩国 | Seoul |  | Traditional | Y | Summary | GU | GU | https://www.accessdata.fda.gov/scripts/cdrh/cfdocs/cfpmn/pmn.cfm?ID=K011435 | 不存在 | https://www.accessdata.fda.gov/cdrh_docs/pdf1/K011435.pdf | HMT INC | 是
K002043 | Purdue Technology Park | PELVEX HOMETRAINER | 盆底训练/生物反馈/测量 | 核心 | HIR | 2001-05-21 | 2001 | 实质等同 | US | 美国 | West Lafayette | IN | Traditional | N | Summary | GU | OB | https://www.accessdata.fda.gov/scripts/cdrh/cfdocs/cfpmn/pmn.cfm?ID=K002043 | 不存在 | https://www.accessdata.fda.gov/cdrh_docs/pdf0/K002043.pdf | PURDUE TECHNOLOGY PARK | 否
K002617 | Neen Design , Ltd. | PERIFORM PERINEOMETRIC PROBE, MODEL 8300 | 探头/电极/传感附件 | 核心 | HIR | 2001-04-05 | 2001 | 实质等同 | GB | 英国 | Dereham, Norfolk |  | Traditional | N | Summary | GU | OB | https://www.accessdata.fda.gov/scripts/cdrh/cfdocs/cfpmn/pmn.cfm?ID=K002617 | 不存在 | https://www.accessdata.fda.gov/cdrh_docs/pdf0/K002617.pdf | NEEN DESIGN LTD | 否
K002154 | Emd Electronic Medical Devices, Corp. | K.E.A.T. | 电刺激/神经肌肉刺激系统 | 核心 | KPI | 2001-03-22 | 2001 | 实质等同 | US | 美国 | Miami Beach | FL | Traditional | N | Summary | GU | GU | https://www.accessdata.fda.gov/scripts/cdrh/cfdocs/cfpmn/pmn.cfm?ID=K002154 | 不存在 | https://www.accessdata.fda.gov/cdrh_docs/pdf0/K002154.pdf | EMD ELECTRONIC MEDICAL DEVICES CORP | 是
K003127 | Srs Medical Systems, Inc. | REGAIN DESKTOP | 盆底肌电/生物反馈训练 | 扩展 | HCC | 2001-01-04 | 2001 | 实质等同 | US | 美国 | Redmond | WA | Traditional | N | Statement | NE | NE | https://www.accessdata.fda.gov/scripts/cdrh/cfdocs/cfpmn/pmn.cfm?ID=K003127 | 不存在 | https://www.accessdata.fda.gov/cdrh_docs/pdf/K003127.pdf | SRS MEDICAL SYSTEMS INC | 否
K003367 | Srs Medical Systems, Inc. | ORION PLATINUM | 盆底肌电/生物反馈训练 | 扩展 | HCC | 2001-01-04 | 2001 | 实质等同 | US | 美国 | Redmond | WA | Traditional | N | Statement | NE | NE | https://www.accessdata.fda.gov/scripts/cdrh/cfdocs/cfpmn/pmn.cfm?ID=K003367 | 不存在 | https://www.accessdata.fda.gov/cdrh_docs/pdf/K003367.pdf | SRS MEDICAL SYSTEMS INC | 否
K002830 | Colonial Medical Supply | PELVIC MUSCLE THERAPY | 盆底训练/生物反馈/测量 | 核心 | HIR | 2000-12-27 | 2000 | 实质等同 | US | 美国 | Las Vegas | NV | Traditional | N | Summary | GU | OB | https://www.accessdata.fda.gov/scripts/cdrh/cfdocs/cfpmn/pmn.cfm?ID=K002830 | 不存在 | https://www.accessdata.fda.gov/cdrh_docs/pdf0/K002830.pdf | COLONIAL MEDICAL SUPPLY | 否
K002834 | Srs Medical Systems, Inc. | SRS VAGINAL EMG/STIMULATION PERINEOMETER SENSOR SRS ANAL EMG/STIMULATION PERINEOMETER SENSOR | 探头/电极/传感附件 | 核心 | HIR | 2000-11-29 | 2000 | 实质等同 | US | 美国 | Redmond | WA | Traditional | N | Statement | GU | OB | https://www.accessdata.fda.gov/scripts/cdrh/cfdocs/cfpmn/pmn.cfm?ID=K002834 | 不存在 | https://www.accessdata.fda.gov/cdrh_docs/pdf0/K002834.pdf | SRS MEDICAL SYSTEMS INC | 否
K001903 | Neotonus, Inc. | NEOCONTROL PELVIC FLOOR THERAPY SYSTEM | 电刺激/神经肌肉刺激系统 | 核心 | KPI | 2000-08-29 | 2000 | 实质等同 | US | 美国 | North Attleboro | MA | Traditional | N | Summary | GU | GU | https://www.accessdata.fda.gov/scripts/cdrh/cfdocs/cfpmn/pmn.cfm?ID=K001903 | 不存在 | https://www.accessdata.fda.gov/cdrh_docs/pdf0/K001903.pdf | NEOTONUS INC | 是
K994109 | Innovamed USA, Inc. | DETRUSAN 500 | 电刺激/神经肌肉刺激系统 | 核心 | KPI | 2000-08-03 | 2000 | 实质等同 | US | 美国 | Lehigh Acres | FL | Traditional | N | Summary | GU | GU | https://www.accessdata.fda.gov/scripts/cdrh/cfdocs/cfpmn/pmn.cfm?ID=K994109 | 可访问 | https://www.accessdata.fda.gov/cdrh_docs/pdf/K994109.pdf | INNOVAMED USA INC | 是
K001515 | The Prometheus Group | PATHWAY CTS 2000 PELVIC FLOOR TRAINING SYSTEM, MODEL PATHWAY CTS 2000 | 电刺激/神经肌肉刺激系统 | 核心 | KPI | 2000-07-31 | 2000 | 实质等同 | US | 美国 | Duxbury | MA | Traditional | N | Summary | GU | GU | https://www.accessdata.fda.gov/scripts/cdrh/cfdocs/cfpmn/pmn.cfm?ID=K001515 | 不存在 | https://www.accessdata.fda.gov/cdrh_docs/pdf0/K001515.pdf | THE PROMETHEUS GROUP | 是
K000386 | Medtronic Functional Diagnostics A/S | POLYGRAM 98 ANORECTAL FUNCTION TESTING APPLICATION, MODEL 9043S0111 | 相邻盆底/肛直肠诊断 | 相邻 | FFX | 2000-05-05 | 2000 | 实质等同 | DK | 丹麦 | Skovlunde |  | Traditional | N | Summary | GU | GU | https://www.accessdata.fda.gov/scripts/cdrh/cfdocs/cfpmn/pmn.cfm?ID=K000386 | 不存在 | https://www.accessdata.fda.gov/cdrh_docs/pdf/K000386.pdf | MEDTRONIC FUNCTIONAL DIAGNOSTICS A/S | 否
K994079 | Deschutes Medical Products, Inc. | REFLEX TREATMENT SYSTEM | 盆底训练/生物反馈/测量 | 核心 | HIR | 2000-03-01 | 2000 | 实质等同 | US | 美国 | Bend | OR | Traditional | N | Summary | GU | OB | https://www.accessdata.fda.gov/scripts/cdrh/cfdocs/cfpmn/pmn.cfm?ID=K994079 | 可访问 | https://www.accessdata.fda.gov/cdrh_docs/pdf/K994079.pdf | DESCHUTES MEDICAL PRODUCTS INC | 否
K993976 | The Prometheus Group | PATHWAY VAGINAL EMG/STIM PERINEOMETER SENSOR, PATHWAY ANAL EMG/STIM PERINEOMETER SENSOR | 探头/电极/传感附件 | 核心 | KPI | 2000-02-22 | 2000 | 实质等同 | US | 美国 | Duxbury | MA | Traditional | N | Summary | GU | GU | https://www.accessdata.fda.gov/scripts/cdrh/cfdocs/cfpmn/pmn.cfm?ID=K993976 | 可访问 | https://www.accessdata.fda.gov/cdrh_docs/pdf/K993976.pdf | THE PROMETHEUS GROUP | 是
K993411 | Mega Electronics , Ltd. | FEMISCAN CLINIC SYSTEM, MODEL FS-ICTRA AND FEMISCAN PERSONAL SYSTEM, MODEL FS-HMTR | 盆底训练/生物反馈/测量 | 核心 | HIR | 2000-01-10 | 2000 | 实质等同 | US | 美国 | East Longmeadow | MA | Traditional | N | Summary | GU | OB | https://www.accessdata.fda.gov/scripts/cdrh/cfdocs/cfpmn/pmn.cfm?ID=K993411 | 可访问 | https://www.accessdata.fda.gov/cdrh_docs/pdf/K993411.pdf | MEGA ELECTRONICS LTD | 是
K993721 | Laborie Medical Tech Corp. | UROSTYM BIOFEEDBACK AND STIMULATION ANAL/RECTAL PROBES | 探头/电极/传感附件 | 核心 | KPI | 1999-11-29 | 1999 | 实质等同 | US | 美国 | Williston | VT | Abbreviated | N | Statement | GU | GU | https://www.accessdata.fda.gov/scripts/cdrh/cfdocs/cfpmn/pmn.cfm?ID=K993721 | 可访问 | https://www.accessdata.fda.gov/cdrh_docs/pdf/K993721.pdf | LABORIE MEDICAL TECH CORP | 是
K990041 | Laborie Medical Tech Corp. | UROSTYM BIOFEEDBACK AND STIMULATION PROBES | 探头/电极/传感附件 | 核心 | KPI | 1999-08-05 | 1999 | 实质等同 | US | 美国 | Williston | VT | Traditional | N | Statement | GU | GU | https://www.accessdata.fda.gov/scripts/cdrh/cfdocs/cfpmn/pmn.cfm?ID=K990041 | 可访问 | https://www.accessdata.fda.gov/cdrh_docs/pdf/K990041.pdf | LABORIE MEDICAL TECH CORP | 是
K991389 | Medtronic Functional Diagnostics A/S | ANORECTAL MANOMETRY SUITE, MODEL 9032S0201 | 相邻盆底/肛直肠诊断 | 相邻 | FFX | 1999-07-15 | 1999 | 实质等同 | DK | 丹麦 | Skovlunde |  | Traditional | N |  | GU | GU | https://www.accessdata.fda.gov/scripts/cdrh/cfdocs/cfpmn/pmn.cfm?ID=K991389 | 不存在 | https://www.accessdata.fda.gov/cdrh_docs/pdf/K991389.pdf | MEDTRONIC FUNCTIONAL DIAGNOSTICS A/S | 否
K990456 | Hollister, Inc. | ANAL 2 ELECTRODE STIMULATION/EMG PROBE - W/STOP | 探头/电极/传感附件 | 核心 | KPI | 1999-03-25 | 1999 | 实质等同 | US | 美国 | Libertyville | IL | Traditional | N | Summary | GU | GU | https://www.accessdata.fda.gov/scripts/cdrh/cfdocs/cfpmn/pmn.cfm?ID=K990456 | 可访问 | https://www.accessdata.fda.gov/cdrh_docs/pdf/K990456.pdf | HOLLISTER INC | 是
K981277 | Verimed Holdings, Inc. | PERIFORM | 盆底训练/生物反馈/测量 | 核心 | HIR | 1998-11-20 | 1998 | 实质等同 | US | 美国 | Coral Springs | FL | Traditional | N | Summary | GU | OB | https://www.accessdata.fda.gov/scripts/cdrh/cfdocs/cfpmn/pmn.cfm?ID=K981277 | 可访问 | https://www.accessdata.fda.gov/cdrh_docs/pdf/K981277.pdf | VERIMED HOLDINGS INC | 否
K983206 | Empi | SMALL VAGINAL/RECTAL ELECTRODE | 探头/电极/传感附件 | 核心 | KPI | 1998-11-03 | 1998 | 实质等同 | US | 美国 | St. Paul | MN | Traditional | N | Summary | GU | GU | https://www.accessdata.fda.gov/scripts/cdrh/cfdocs/cfpmn/pmn.cfm?ID=K983206 | 可访问 | https://www.accessdata.fda.gov/cdrh_docs/pdf/K983206.pdf | EMPI | 是
K983052 | Cardio Design Pty. , Ltd. | PERITRON PERINEOMETER MODEL 9300V OR 9300A | 盆底训练/生物反馈/测量 | 核心 | HIR | 1998-10-19 | 1998 | 实质等同 | AU | 澳大利亚 | Baulkham Hills Nsw |  | Traditional | N | Summary | GU | OB | https://www.accessdata.fda.gov/scripts/cdrh/cfdocs/cfpmn/pmn.cfm?ID=K983052 | 可访问 | https://www.accessdata.fda.gov/cdrh_docs/pdf/K983052.pdf | CARDIO DESIGN PTY LTD | 否
K973096 | Neotonus, Inc. | NEOTONUS MODEL 1000 MUSCLE STIMULATOR SYSTEM | 电刺激/神经肌肉刺激系统 | 核心 | KPI | 1998-06-12 | 1998 | 实质等同 | US | 美国 | North Attleboro | MA | Traditional | N | Summary | GU | GU | https://www.accessdata.fda.gov/scripts/cdrh/cfdocs/cfpmn/pmn.cfm?ID=K973096 | 可访问 | https://www.accessdata.fda.gov/cdrh_docs/pdf/K973096.pdf | NEOTONUS INC | 是
K971442 | Humed, Inc. | HUGHES BLADDER AND BOWEL TRAINING SYSTEM(AD-T-18, MED-18,MED-1,MED-T-1,MEDD-18,MED-38,MED-T-10,MED-T-25,MED-T-5 | 相邻失禁训练/监测 | 相邻 | KPN | 1998-01-08 | 1998 | 实质等同 | US | 美国 | Huntsville | AL | Traditional | N | Summary | GU | GU | https://www.accessdata.fda.gov/scripts/cdrh/cfdocs/cfpmn/pmn.cfm?ID=K971442 | 可访问 | https://www.accessdata.fda.gov/cdrh_docs/pdf/K971442.pdf | HUMED INC | 否
K974048 | Hollister, Inc. | INCARE PELVIC FLOOR THERAPY SYSTEM WITH DESKTOP COMPUTER | 电刺激/神经肌肉刺激系统 | 核心 | KPI | 1997-12-23 | 1997 | 实质等同 | US | 美国 | Libertyville | IL | Traditional | N | Summary | GU | GU | https://www.accessdata.fda.gov/scripts/cdrh/cfdocs/cfpmn/pmn.cfm?ID=K974048 | 可访问 | https://www.accessdata.fda.gov/cdrh_docs/pdf/K974048.pdf | HOLLISTER INC | 是
K974036 | The Prometheus Group | PATHWAY VAGINAL/RECTAL PERINEOMETER PROBE | 探头/电极/传感附件 | 核心 | HIR | 1997-12-22 | 1997 | 实质等同 | US | 美国 | Duxbury | MA | Traditional | N | Statement | GU | OB | https://www.accessdata.fda.gov/scripts/cdrh/cfdocs/cfpmn/pmn.cfm?ID=K974036 | 可访问 | https://www.accessdata.fda.gov/cdrh_docs/pdf/K974036.pdf | THE PROMETHEUS GROUP | 否
K973537 | The Prometheus Group | PATHWAY ELECTROMYOGRAPH | 盆底肌电/生物反馈训练 | 扩展 | HCC | 1997-12-17 | 1997 | 实质等同 | US | 美国 | Duxbury | MA | Traditional | N | Statement | NE | NE | https://www.accessdata.fda.gov/scripts/cdrh/cfdocs/cfpmn/pmn.cfm?ID=K973537 | 可访问 | https://www.accessdata.fda.gov/cdrh_docs/pdf/K973537.pdf | THE PROMETHEUS GROUP | 否
K964738 | Dan Med, Inc. | ELPHA 2000 CONTI | 电刺激/神经肌肉刺激系统 | 核心 | KPI | 1997-08-14 | 1997 | 实质等同 | US | 美国 | Boulder | CO | Traditional | N | Statement | GU | GU | https://www.accessdata.fda.gov/scripts/cdrh/cfdocs/cfpmn/pmn.cfm?ID=K964738 | 可访问 | https://www.accessdata.fda.gov/cdrh_docs/pdf/K964738.pdf | DAN MED INC | 是
K972054 | Empi | INNOVA RECTAL REUSABLE ELECTRODE/COMFORTPULSE REGULAR OR SMALL REUSABLE ELECTRODE | 探头/电极/传感附件 | 核心 | KPI | 1997-08-14 | 1997 | 实质等同 | US | 美国 | St. Paul | MN | Traditional | N | Summary | GU | GU | https://www.accessdata.fda.gov/scripts/cdrh/cfdocs/cfpmn/pmn.cfm?ID=K972054 | 可访问 | https://www.accessdata.fda.gov/cdrh_docs/pdf/K972054.pdf | EMPI | 是
K970145 | Biosearch Medical Products, Inc. | PERINEOMETER & VAGINAL PROBE (BIOFEEDBACK MONITOR #20 AND VAGINAL PROBE) | 探头/电极/传感附件 | 核心 | HIR | 1997-08-11 | 1997 | 实质等同 | US | 美国 | Somerville | NJ | Traditional | N | Summary | GU | OB | https://www.accessdata.fda.gov/scripts/cdrh/cfdocs/cfpmn/pmn.cfm?ID=K970145 | 可访问 | https://www.accessdata.fda.gov/cdrh_docs/pdf/K970145.pdf | BIOSEARCH MEDICAL PRODUCTS INC | 否
K971527 | Empi | INNOSENSE PELVIC FLOOR STIMULATION AND ELECTROMYOGRAPHY SYSTEM | 生物反馈+电刺激系统 | 核心 | KPI | 1997-06-30 | 1997 | 实质等同 | US | 美国 | St. Paul | MN | Traditional | N | Summary | GU | GU | https://www.accessdata.fda.gov/scripts/cdrh/cfdocs/cfpmn/pmn.cfm?ID=K971527 | 可访问 | https://www.accessdata.fda.gov/cdrh_docs/pdf/K971527.pdf | EMPI | 是
K971541 | Hollister, Inc. | VAGINAL 2 ELECTRODE STIMULATION/EMG PROBE - TAMPON | 探头/电极/传感附件 | 核心 | KPI | 1997-06-25 | 1997 | 实质等同 | US | 美国 | Libertyville | IL | Traditional | N | Summary | GU | GU | https://www.accessdata.fda.gov/scripts/cdrh/cfdocs/cfpmn/pmn.cfm?ID=K971541 | 可访问 | https://www.accessdata.fda.gov/cdrh_docs/pdf/K971541.pdf | HOLLISTER INC | 是
K970077 | Utah Medical Products, Inc. | LIBERTY PLUS SYSTEM(PFS-300)/VAGINAL PROBE, LIBERTY PLUS(PFS-044) | 探头/电极/传感附件 | 核心 | KPI | 1997-05-23 | 1997 | 实质等同 | US | 美国 | Midvale | UT | Traditional | N | Summary | GU | GU | https://www.accessdata.fda.gov/scripts/cdrh/cfdocs/cfpmn/pmn.cfm?ID=K970077 | 可访问 | https://www.accessdata.fda.gov/cdrh_docs/pdf/K970077.pdf | UTAH MEDICAL PRODUCTS INC | 是
K962009 | Laborie Medical Technologies, Ltd. | UROSTYM | 电刺激/神经肌肉刺激系统 | 核心 | KPI | 1997-05-20 | 1997 | 实质等同 | US | 美国 | South Burlington | VT | Traditional | N | Statement | GU | GU | https://www.accessdata.fda.gov/scripts/cdrh/cfdocs/cfpmn/pmn.cfm?ID=K962009 | 可访问 | https://www.accessdata.fda.gov/cdrh_docs/pdf/K962009.pdf | LABORIE MEDICAL TECHNOLOGIES | 是
K970307 | Empi | MINNOVA PELVIC FLOOR STIMULATION SYSTEM | 电刺激/神经肌肉刺激系统 | 核心 | KPI | 1997-04-22 | 1997 | 实质等同 | US | 美国 | St. Paul | MN | Traditional | N | Summary | GU | GU | https://www.accessdata.fda.gov/scripts/cdrh/cfdocs/cfpmn/pmn.cfm?ID=K970307 | 可访问 | https://www.accessdata.fda.gov/cdrh_docs/pdf/K970307.pdf | EMPI | 是
K970602 | Hollister, Inc. | VAGINAL 2 ELECTRODE STIMULATION/EMG PROBE-SMALL | 探头/电极/传感附件 | 核心 | KPI | 1997-04-15 | 1997 | 实质等同 | US | 美国 | Libertyville | IL | Traditional | N | Summary | GU | GU | https://www.accessdata.fda.gov/scripts/cdrh/cfdocs/cfpmn/pmn.cfm?ID=K970602 | 可访问 | https://www.accessdata.fda.gov/cdrh_docs/pdf/K970602.pdf | HOLLISTER INC | 是
K964526 | Utah Medical Products, Inc. | LIBERTY RECTAL PELVIC FLOOR EXERCISER | 电刺激/神经肌肉刺激系统 | 核心 | KPI | 1997-02-10 | 1997 | 实质等同 | US | 美国 | Midvale | UT | Traditional | N | Summary | GU | GU | https://www.accessdata.fda.gov/scripts/cdrh/cfdocs/cfpmn/pmn.cfm?ID=K964526 | 可访问 | https://www.accessdata.fda.gov/cdrh_docs/pdf/K964526.pdf | UTAH MEDICAL PRODUCTS INC | 是
K964577 | Empi | INNOVA COMFORTPULSE VAGINAL ELECTRODE (199204)/INNOVA COMFORTPULSE SMALL VAGINAL ELECTRODE(199205) | 探头/电极/传感附件 | 核心 | KPI | 1997-01-24 | 1997 | 实质等同 | US | 美国 | St. Paul | MN | Traditional | N | Summary | GU | GU | https://www.accessdata.fda.gov/scripts/cdrh/cfdocs/cfpmn/pmn.cfm?ID=K964577 | 可访问 | https://www.accessdata.fda.gov/cdrh_docs/pdf/K964577.pdf | EMPI | 是
K960508 | The Prometheus Group | PATHWAY ELECTROMYOGRAPH MODEL PATHWAY II/MR-10/MR-15/MR-20/MR-25 | 盆底训练/生物反馈/测量 | 核心 | HIR | 1997-01-16 | 1997 | 实质等同 | US | 美国 | Portsmouth | NH | Traditional | N | Statement | GU | OB | https://www.accessdata.fda.gov/scripts/cdrh/cfdocs/cfpmn/pmn.cfm?ID=K960508 | 不存在 | https://www.accessdata.fda.gov/cdrh_docs/pdf/K960508.pdf | THE PROMETHEUS GROUP | 否
K963222 | Hollister, Inc. | MICROGYN PLUS STIMULATION DEVICE | 电刺激/神经肌肉刺激系统 | 核心 | KPI | 1996-10-23 | 1996 | 实质等同 | US | 美国 | Libertyville | IL | Traditional | N | Summary | GU | GU | https://www.accessdata.fda.gov/scripts/cdrh/cfdocs/cfpmn/pmn.cfm?ID=K963222 | 可访问 | https://www.accessdata.fda.gov/cdrh_docs/pdf/K963222.pdf | HOLLISTER INC | 是
K961872 | Hollister, Inc. | INCARE PELVIC FLOOR THERAPY SYSTEM WITH DESKTOP COMPUTER | 电刺激/神经肌肉刺激系统 | 核心 | KPI | 1996-08-09 | 1996 | 实质等同 | US | 美国 | Libertyville | IL | Traditional | N | Summary | GU | GU | https://www.accessdata.fda.gov/scripts/cdrh/cfdocs/cfpmn/pmn.cfm?ID=K961872 | 可访问 | https://www.accessdata.fda.gov/cdrh_docs/pdf/K961872.pdf | HOLLISTER INC | 是
K960761 | The Prometheus Group | PATHWAY ELECTROMYOGRAPH MODEL TR-10 & TR-20 | 盆底肌电/生物反馈训练 | 扩展 | HCC | 1996-08-07 | 1996 | 实质等同 | US | 美国 | Duxbury | MA | Traditional | N | Statement | NE | NE | https://www.accessdata.fda.gov/scripts/cdrh/cfdocs/cfpmn/pmn.cfm?ID=K960761 | 不存在 | https://www.accessdata.fda.gov/cdrh_docs/pdf/K960761.pdf | THE PROMETHEUS GROUP | 否
K962770 | Princeton Regulatory Assoc. | UROSURGE ACUTRAINER | 相邻失禁训练/监测 | 相邻 | KPN | 1996-08-01 | 1996 | 实质等同 | US | 美国 | Princeton | NJ | Traditional | N | Statement | GU | GU | https://www.accessdata.fda.gov/scripts/cdrh/cfdocs/cfpmn/pmn.cfm?ID=K962770 | 不存在 | https://www.accessdata.fda.gov/cdrh_docs/pdf/K962770.pdf | PRINCETON REGULATORY ASSOC | 否
K960496 | Utah Medical Products, Inc. | LIBERTY LITE PFS SYSTEM | 电刺激/神经肌肉刺激系统 | 核心 | KPI | 1996-06-27 | 1996 | 实质等同 | US | 美国 | Midvale | UT | Traditional | N | Summary | GU | GU | https://www.accessdata.fda.gov/scripts/cdrh/cfdocs/cfpmn/pmn.cfm?ID=K960496 | 可访问 | https://www.accessdata.fda.gov/cdrh_docs/pdf/K960496.pdf | UTAH MEDICAL PRODUCTS INC | 是
K960311 | Hollister, Inc. | PERINEOMETER | 盆底训练/生物反馈/测量 | 核心 | HIR | 1996-04-18 | 1996 | 实质等同 | US | 美国 | Libertyville | IL | Traditional | N | Summary | GU | OB | https://www.accessdata.fda.gov/scripts/cdrh/cfdocs/cfpmn/pmn.cfm?ID=K960311 | 可访问 | https://www.accessdata.fda.gov/cdrh_docs/pdf/K960311.pdf | HOLLISTER INC | 否
K954272 | Empi | INNOVA RECTAL STIMULATON ELECTRODE | 探头/电极/传感附件 | 核心 | KPI | 1996-04-15 | 1996 | 实质等同 | US | 美国 | Minneapolis | MN | Traditional | N | Summary | GU | GU | https://www.accessdata.fda.gov/scripts/cdrh/cfdocs/cfpmn/pmn.cfm?ID=K954272 | 可访问 | https://www.accessdata.fda.gov/cdrh_docs/pdf/K954272.pdf | EMPI | 是
K945611 | Cardio Design Pty. , Ltd. | PERITRON | 盆底训练/生物反馈/测量 | 核心 | HIR | 1996-02-08 | 1996 | 实质等同 | US | 美国 | Eden Prairie | MN | Traditional | N | Summary | GU | OB | https://www.accessdata.fda.gov/scripts/cdrh/cfdocs/cfpmn/pmn.cfm?ID=K945611 | 不存在 | https://www.accessdata.fda.gov/cdrh_docs/pdf/K945611.pdf | CARDIO DESIGN PTY LTD | 否
K952688 | Empi | INNOVA RECTAL OR SMALL VAGINAL EMG SENSING ELECTRODE | 探头/电极/传感附件 | 核心 | HIR | 1995-12-06 | 1995 | 实质等同 | US | 美国 | Minneapolis | MN | Traditional | N | Summary | GU | OB | https://www.accessdata.fda.gov/scripts/cdrh/cfdocs/cfpmn/pmn.cfm?ID=K952688 | 不存在 | https://www.accessdata.fda.gov/cdrh_docs/pdf/K952688.pdf | EMPI | 否
K930530 | Hollister, Inc. | INCARE PRS 9300 PELVIC FL THERA SYST/TREAT URI INC | 电刺激/神经肌肉刺激系统 | 核心 | KPI | 1995-10-17 | 1995 | 实质等同 | US | 美国 | Libertyville | IL | Traditional | N | Summary | GU | GU | https://www.accessdata.fda.gov/scripts/cdrh/cfdocs/cfpmn/pmn.cfm?ID=K930530 | 不存在 | https://www.accessdata.fda.gov/cdrh_docs/pdf/K930530.pdf | HOLLISTER INC | 是
K925681 | Thought Technology , Ltd. | MYOTRAC2D/CS | 盆底训练/生物反馈/测量 | 核心 | HIR | 1995-09-29 | 1995 | 实质等同 | CA | 加拿大 | Montreal, Quebec |  | Traditional | N | Summary | GU | OB | https://www.accessdata.fda.gov/scripts/cdrh/cfdocs/cfpmn/pmn.cfm?ID=K925681 | 不存在 | https://www.accessdata.fda.gov/cdrh_docs/pdf/K925681.pdf | THOUGHT TECHNOLOGY LTD | 否
K934552 | Deschutes Medical Products, Inc. | PERIPUMP | 盆底训练/生物反馈/测量 | 核心 | HIR | 1995-08-09 | 1995 | 实质等同 | US | 美国 | Bend | OR | Traditional | N | Summary | GU | OB | https://www.accessdata.fda.gov/scripts/cdrh/cfdocs/cfpmn/pmn.cfm?ID=K934552 | 不存在 | https://www.accessdata.fda.gov/cdrh_docs/pdf/K934552.pdf | DESCHUTES MEDICAL PRODUCTS INC | 否
K945937 | Myo/Kinetic Systems, Inc. | TE-800 PELVIC FLOOR EXERCISER | 盆底训练/生物反馈/测量 | 核心 | HIR | 1995-07-14 | 1995 | 实质等同 | US | 美国 | Menomonee Falls | WI | Traditional | N | Statement | GU | OB | https://www.accessdata.fda.gov/scripts/cdrh/cfdocs/cfpmn/pmn.cfm?ID=K945937 | 不存在 | https://www.accessdata.fda.gov/cdrh_docs/pdf/K945937.pdf | MYO/KINETIC SYSTEMS INC | 否
K942563 | Laborie Medical Technologies, Ltd. | ELITE BIOFEEDBACK | 盆底训练/生物反馈/测量 | 核心 | HIR | 1995-06-06 | 1995 | 实质等同 | US | 美国 | South Burlington | VT | Traditional | N | Statement | GU | OB | https://www.accessdata.fda.gov/scripts/cdrh/cfdocs/cfpmn/pmn.cfm?ID=K942563 | 不存在 | https://www.accessdata.fda.gov/cdrh_docs/pdf/K942563.pdf | LABORIE MEDICAL TECHNOLOGIES | 否
K932149 | Thought Technology , Ltd. | THOUGHT TECHNOLOGY VAGINAL & RECTAL ELECTRODE | 探头/电极/传感附件 | 核心 | HIR | 1995-05-11 | 1995 | 实质等同 | CA | 加拿大 | Montreal, Quebec |  | Traditional | N | Statement | GU | OB | https://www.accessdata.fda.gov/scripts/cdrh/cfdocs/cfpmn/pmn.cfm?ID=K932149 | 不存在 | https://www.accessdata.fda.gov/cdrh_docs/pdf/K932149.pdf | THOUGHT TECHNOLOGY LTD | 否
K935213 | Thought Technology , Ltd. | INCONTROL | 盆底训练/生物反馈/测量 | 核心 | HIR | 1995-05-11 | 1995 | 实质等同 | CA | 加拿大 | Montreal, Quebec |  | Traditional | N | Summary | GU | OB | https://www.accessdata.fda.gov/scripts/cdrh/cfdocs/cfpmn/pmn.cfm?ID=K935213 | 不存在 | https://www.accessdata.fda.gov/cdrh_docs/pdf/K935213.pdf | THOUGHT TECHNOLOGY LTD | 否
K945292 | Myo/Kinetic Systems, Inc. | TS-700P CONTROL XP ELECTRICAL STIMULATOR | 电刺激/神经肌肉刺激系统 | 核心 | KPI | 1995-04-12 | 1995 | 实质等同 | US | 美国 | Menomonee Falls | WI | Traditional | N | Statement | GU | GU | https://www.accessdata.fda.gov/scripts/cdrh/cfdocs/cfpmn/pmn.cfm?ID=K945292 | 不存在 | https://www.accessdata.fda.gov/cdrh_docs/pdf/K945292.pdf | MYO/KINETIC SYSTEMS INC | 是
K943250 | Utah Medical Products, Inc. | LIBERTY | 电刺激/神经肌肉刺激系统 | 核心 | KPI | 1995-02-09 | 1995 | 实质等同 | US | 美国 | Midvale | UT | Traditional | N | Summary | GU | GU | https://www.accessdata.fda.gov/scripts/cdrh/cfdocs/cfpmn/pmn.cfm?ID=K943250 | 不存在 | https://www.accessdata.fda.gov/cdrh_docs/pdf/K943250.pdf | UTAH MEDICAL PRODUCTS INC | 是
K941911 | Empi | INNOVA PELVIC FLOOR STIMULATION SYSTEM | 电刺激/神经肌肉刺激系统 | 核心 | KPI | 1995-01-20 | 1995 | 实质等同 | US | 美国 | Arden Hills | MN | Traditional | N | Summary | GU | GU | https://www.accessdata.fda.gov/scripts/cdrh/cfdocs/cfpmn/pmn.cfm?ID=K941911 | 不存在 | https://www.accessdata.fda.gov/cdrh_docs/pdf/K941911.pdf | EMPI | 是
K940091 | Empi | INNOVA VAGINAL EMG SENSING ELECTRODE | 探头/电极/传感附件 | 核心 | HIR | 1994-12-29 | 1994 | 实质等同 | US | 美国 | Arden Hills | MN | Traditional | N | Summary | GU | OB | https://www.accessdata.fda.gov/scripts/cdrh/cfdocs/cfpmn/pmn.cfm?ID=K940091 | 不存在 | https://www.accessdata.fda.gov/cdrh_docs/pdf/K940091.pdf | EMPI | 否
K926218 | Sandhill Scientific, Inc. | EISMAN-TRIES MEP (MULTIPLE ELECTRODE PROBE) | 探头/电极/传感附件 | 核心 | HIR | 1994-08-26 | 1994 | 实质等同 | US | 美国 | Littleton | CO | Traditional | N | Summary | GU | OB | https://www.accessdata.fda.gov/scripts/cdrh/cfdocs/cfpmn/pmn.cfm?ID=K926218 | 不存在 | https://www.accessdata.fda.gov/cdrh_docs/pdf/K926218.pdf | SANDHILL SCIENTIFIC INC | 否
K922562 | Stimtech Products | STIMTECH PFX, CATALOG NUMBER 78-8540 | 电刺激/神经肌肉刺激系统 | 核心 | KPI | 1993-10-13 | 1993 | 实质等同 | US | 美国 | Marlborough | MA | Traditional | N | Statement | GU | GU | https://www.accessdata.fda.gov/scripts/cdrh/cfdocs/cfpmn/pmn.cfm?ID=K922562 | 不存在 | https://www.accessdata.fda.gov/cdrh_docs/pdf/K922562.pdf | STIMTECH PRODUCTS | 是
K913912 | Verimed Holdings, Inc. | VERIMED PERINEOMETER | 盆底训练/生物反馈/测量 | 核心 | HIR | 1992-06-16 | 1992 | 实质等同 | US | 美国 | Fort Lauderdale | FL | Traditional | N | Statement | GU | OB | https://www.accessdata.fda.gov/scripts/cdrh/cfdocs/cfpmn/pmn.cfm?ID=K913912 | 不存在 | https://www.accessdata.fda.gov/cdrh_docs/pdf/K913912.pdf | VERIMED HOLDINGS INC | 否
K911190 | Perrymeter Systems | PERRYMETER(TM) | 盆底训练/生物反馈/测量 | 核心 | HIR | 1991-07-26 | 1991 | 实质等同 | US | 美国 | Philadelphia | PA | Traditional | N |  | GU | OB | https://www.accessdata.fda.gov/scripts/cdrh/cfdocs/cfpmn/pmn.cfm?ID=K911190 | 不存在 | https://www.accessdata.fda.gov/cdrh_docs/pdf/K911190.pdf | PERRYMETER SYSTEMS | 否
K910081 | Empi | TBD | 电刺激/神经肌肉刺激系统 | 核心 | KPI | 1991-07-15 | 1991 | 实质等同 | US | 美国 | Arden Hills | MN | Traditional | N |  | GU | GU | https://www.accessdata.fda.gov/scripts/cdrh/cfdocs/cfpmn/pmn.cfm?ID=K910081 | 不存在 | https://www.accessdata.fda.gov/cdrh_docs/pdf/K910081.pdf | EMPI | 是
K897132 | The Prometheus Group | PATHWAY II ELECTROMYOGRAPH | 盆底肌电/生物反馈训练 | 扩展 | HCC | 1991-04-18 | 1991 | 实质等同 | US | 美国 | Portsmouth | NH | Traditional | N |  | NE | NE | https://www.accessdata.fda.gov/scripts/cdrh/cfdocs/cfpmn/pmn.cfm?ID=K897132 | 不存在 | https://www.accessdata.fda.gov/cdrh_docs/pdf/K897132.pdf | THE PROMETHEUS GROUP | 否
K904646 | Biocare Intl. | BCI-100 FECAL INCONTINENCE SYSTEM | 相邻失禁训练/监测 | 相邻 | FAP | 1991-03-19 | 1991 | 实质等同 | US | 美国 | Wantagh | NY | Traditional | N |  | GU | GU | https://www.accessdata.fda.gov/scripts/cdrh/cfdocs/cfpmn/pmn.cfm?ID=K904646 | 不存在 | https://www.accessdata.fda.gov/cdrh_docs/pdf/K904646.pdf | BIOCARE INTL | 否
K902843 | Biosearch Medical Products, Inc. | BIOSEARCH ANAL BIOFEEDBACK DEVICE | 生物反馈+电刺激系统 | 相邻 | FAP | 1990-09-14 | 1990 | 实质等同 | US | 美国 | Somerville | NJ | Traditional | N |  | GU | GU | https://www.accessdata.fda.gov/scripts/cdrh/cfdocs/cfpmn/pmn.cfm?ID=K902843 | 不存在 | https://www.accessdata.fda.gov/cdrh_docs/pdf/K902843.pdf | BIOSEARCH MEDICAL PRODUCTS INC | 否
K891007 | Tridak Division of Indicon, Inc. | NONIMPLANTED ELECTRICAL CONTINENCE DEVICE | 电刺激/神经肌肉刺激系统 | 核心 | KPI | 1990-06-07 | 1990 | 实质等同 | US | 美国 | Williston | VT | Traditional | N |  | GU | GU | https://www.accessdata.fda.gov/scripts/cdrh/cfdocs/cfpmn/pmn.cfm?ID=K891007 | 不存在 | https://www.accessdata.fda.gov/cdrh_docs/pdf/K891007.pdf | TRIDAK DIVISION OF INDICON INC | 是
K895251 | C.R. Bard, Inc. | BARD INTRAVAGINAL STIM. KIT W/(IVES(TM)) | 相邻失禁训练/监测 | 相邻 | KPN | 1989-11-13 | 1989 | 实质等同 | US | 美国 | Covington | GA | Traditional | N |  | GU | GU | https://www.accessdata.fda.gov/scripts/cdrh/cfdocs/cfpmn/pmn.cfm?ID=K895251 | 不存在 | https://www.accessdata.fda.gov/cdrh_docs/pdf/K895251.pdf | CR BARD INC | 否
K892888 | Bivona Medical Technologies | EXTACISER PERINEAL MUSCLE EXERCISER | 盆底训练/生物反馈/测量 | 核心 | HIR | 1989-10-05 | 1989 | 实质等同 | US | 美国 | Gary | IN | Traditional | N |  | GU | OB | https://www.accessdata.fda.gov/scripts/cdrh/cfdocs/cfpmn/pmn.cfm?ID=K892888 | 不存在 | https://www.accessdata.fda.gov/cdrh_docs/pdf/K892888.pdf | BIVONA MEDICAL TECHNOLOGIES | 否
K891773 | Hollister, Inc. | MICROGYN II ELEC STIM DEVICE TREAT OF URIN INCONTI | 电刺激/神经肌肉刺激系统 | 核心 | KPI | 1989-08-23 | 1989 | 实质等同 | US | 美国 | Libertyville | IL | Traditional | N |  | GU | GU | https://www.accessdata.fda.gov/scripts/cdrh/cfdocs/cfpmn/pmn.cfm?ID=K891773 | 不存在 | https://www.accessdata.fda.gov/cdrh_docs/pdf/K891773.pdf | HOLLISTER INC | 是
K891774 | Hollister, Inc. | CONTIMED II BIOFEEDBACK DEV TREAT OF URIN INCONTI | 盆底训练/生物反馈/测量 | 核心 | HIR | 1989-08-23 | 1989 | 实质等同 | US | 美国 | Libertyville | IL | Traditional | N |  | GU | OB | https://www.accessdata.fda.gov/scripts/cdrh/cfdocs/cfpmn/pmn.cfm?ID=K891774 | 不存在 | https://www.accessdata.fda.gov/cdrh_docs/pdf/K891774.pdf | HOLLISTER INC | 否
K882555 | Biosonics, Inc. | ANOTRON(R) INCONTINENCE CONTROL SYSTEM | 相邻失禁训练/监测 | 相邻 | KPN | 1988-08-30 | 1988 | 实质等同 | US | 美国 | Mt.Laurel | NJ | Traditional | N |  | GU | GU | https://www.accessdata.fda.gov/scripts/cdrh/cfdocs/cfpmn/pmn.cfm?ID=K882555 | 不存在 | https://www.accessdata.fda.gov/cdrh_docs/pdf/K882555.pdf | BIOSONICS INC | 否
K874758 | Dantec Electronics, Inc. | DANTEC 13L40 ST. MARKS'S PUDENDAL ELECTRODE | 探头/电极/传感附件 | 相邻 | FAP | 1988-04-14 | 1988 | 实质等同 | US | 美国 | Allendale | NJ | Traditional | N |  | GU | GU | https://www.accessdata.fda.gov/scripts/cdrh/cfdocs/cfpmn/pmn.cfm?ID=K874758 | 不存在 | https://www.accessdata.fda.gov/cdrh_docs/pdf/K874758.pdf | DANTEC ELECTRONICS INC | 否
K864448 | Biosonics, Inc. | THE BIOSONICS CONTINENCE CONTROL SYSTEM CCS(TM) | 相邻失禁训练/监测 | 相邻 | KPN | 1987-02-06 | 1987 | 实质等同 | US | 美国 | Philadelphia | PA | Traditional | N |  | GU | GU | https://www.accessdata.fda.gov/scripts/cdrh/cfdocs/cfpmn/pmn.cfm?ID=K864448 | 不存在 | https://www.accessdata.fda.gov/cdrh_docs/pdf/K864448.pdf | BIOSONICS INC | 否
K862683 | Biosonics, Inc. | BIOSOICS SPHINCTER TRAINING SYSTEM | 相邻失禁训练/监测 | 相邻 | KPN | 1986-11-12 | 1986 | 实质等同 | US | 美国 | Philadelphia | PA | Traditional | N |  | GU | GU | https://www.accessdata.fda.gov/scripts/cdrh/cfdocs/cfpmn/pmn.cfm?ID=K862683 | 不存在 | https://www.accessdata.fda.gov/cdrh_docs/pdf/K862683.pdf | BIOSONICS INC | 否
K861858 | Peritone Research, Ltd. | VAGINAL CHAMBER PELLETHANE-MEDICAL GRADE 2363 | 盆底训练/生物反馈/测量 | 核心 | HIR | 1986-07-31 | 1986 | 实质等同 | US | 美国 | Bellerose | NY | Traditional | N |  | GU | OB | https://www.accessdata.fda.gov/scripts/cdrh/cfdocs/cfpmn/pmn.cfm?ID=K861858 | 不存在 | https://www.accessdata.fda.gov/cdrh_docs/pdf/K861858.pdf | PERITONE RESEARCH LTD | 否
K862410 | Milex Products, Inc. | MILEX KEGEL PERINEAL EXERCISER | 盆底训练/生物反馈/测量 | 核心 | HIR | 1986-07-31 | 1986 | 实质等同 | US | 美国 | Chicago | IL | Traditional | N |  | GU | OB | https://www.accessdata.fda.gov/scripts/cdrh/cfdocs/cfpmn/pmn.cfm?ID=K862410 | 不存在 | https://www.accessdata.fda.gov/cdrh_docs/pdf/K862410.pdf | MILEX PRODUCTS INC | 否
K854193 | Verimed Holdings, Inc. | ELECTRO-MYOGRAPHIC PERINEOMETER | 盆底训练/生物反馈/测量 | 核心 | HIR | 31572 | 1986 | 实质等同 | US | 美国 | Fort Lauderdale | FL | Traditional | N |  | GU | OB | https://www.accessdata.fda.gov/scripts/cdrh/cfdocs/cfpmn/pmn.cfm?ID=K854193 | 不存在 | https://www.accessdata.fda.gov/cdrh_docs/pdf/K854193.pdf | VERIMED HOLDINGS INC | 否
K861683 | Peritone Research, Ltd. | MONSANTO SANTOPRENE (PERITONE DEVICE) | 盆底训练/生物反馈/测量 | 核心 | HIR | 31565 | 1986 | 实质等同 | US | 美国 | Bellerose | NY | Traditional | N |  | GU | OB | https://www.accessdata.fda.gov/scripts/cdrh/cfdocs/cfpmn/pmn.cfm?ID=K861683 | 不存在 | https://www.accessdata.fda.gov/cdrh_docs/pdf/K861683.pdf | PERITONE RESEARCH LTD | 否
K860552 | Laurie Ann Kaiser, Ph.D. | PERITONE DISPOSAL SHEATH - RUBBER AND VINYL | 探头/电极/传感附件 | 核心 | HIR | 31519 | 1986 | 实质等同 | US | 美国 | Bellerose | NY | Traditional | N |  | GU | OB | https://www.accessdata.fda.gov/scripts/cdrh/cfdocs/cfpmn/pmn.cfm?ID=K860552 | 不存在 | https://www.accessdata.fda.gov/cdrh_docs/pdf/K860552.pdf | LAURIE ANN KAISER PHD | 否
K850167 | Urologics, Inc. | }IUSTIM - ELECTRONIC NEUROMUSCULAR STIMULATOR | 电刺激/神经肌肉刺激系统 | 核心 | KPI | 31146 | 1985 | 实质等同 | US | 美国 | Albuquerque | NM | Traditional | N |  | GU | GU | https://www.accessdata.fda.gov/scripts/cdrh/cfdocs/cfpmn/pmn.cfm?ID=K850167 | 不存在 | https://www.accessdata.fda.gov/cdrh_docs/pdf/K850167.pdf | UROLOGICS INC | 是
K821664 | Farrall Instruments, Inc. | PP-100, PERSONAL PERINEOMETER | 盆底训练/生物反馈/测量 | 核心 | HIR | 30145 | 1982 | 实质等同 | US | 美国 | Walker | MI | Traditional | N |  | GU | OB | https://www.accessdata.fda.gov/scripts/cdrh/cfdocs/cfpmn/pmn.cfm?ID=K821664 | 不存在 | https://www.accessdata.fda.gov/cdrh_docs/pdf/K821664.pdf | FARRALL INSTRUMENTS INC | 否
K800191 | Laurie Ann Kaiser, Ph.D. | PERITONE | 盆底训练/生物反馈/测量 | 核心 | HIR | 29327 | 1980 | 实质等同 | US | 美国 | Walker | MI | Traditional | N |  | GU | OB | https://www.accessdata.fda.gov/scripts/cdrh/cfdocs/cfpmn/pmn.cfm?ID=K800191 | 不存在 | https://www.accessdata.fda.gov/cdrh_docs/pdf/K800191.pdf | LAURIE ANN KAISER PHD | 否
K800303 | Associates IN Biofeedback | ELECTRONIC PERINEOMETER | 盆底训练/生物反馈/测量 | 核心 | HIR | 29283 | 1980 | 实质等同 | US | 美国 | Walker | MI | Traditional | N |  | GU | OB | https://www.accessdata.fda.gov/scripts/cdrh/cfdocs/cfpmn/pmn.cfm?ID=K800303 | 不存在 | https://www.accessdata.fda.gov/cdrh_docs/pdf/K800303.pdf | ASSOCIATES IN BIOFEEDBACK | 否
K782083 | Vagatex | VAGATEX | 盆底训练/生物反馈/测量 | 核心 | HIR | 28858 | 1979 | 实质等同 | US | 美国 | Mchenry | IL | Traditional | N |  | GU | OB | https://www.accessdata.fda.gov/scripts/cdrh/cfdocs/cfpmn/pmn.cfm?ID=K782083 | 不存在 | https://www.accessdata.fda.gov/cdrh_docs/pdf/K782083.pdf | VAGATEX | 否
Note on I1: 实质等同（Substantially Equivalent，SE）：FDA认为该器械与一款已在美国合法上市的参照器械具有相同预期用途，且技术差异不会引发新的安全性或有效性问题，因此获得510(k)上市许可。实质等同不代表产品完全相同、不代表疗效更优，也不等同于PMA批准或所谓FDA认证。
Note on N1: 申报类型（Type of 510(k) Submission）：Traditional为传统510(k)，适用于多数首次或常规申报；Special为特殊510(k)，通常用于制造商对自身已获准器械的特定变更；Abbreviated为简化510(k)，可依托FDA指南、特殊控制或公认标准。申报类型不同不代表产品质量或技术水平高低。
Note on O1: 第三方审查（Third Party Review）：表示该510(k)是否由FDA认可的第三方审查机构进行初步审查。Y表示经过第三方审查，N表示未经过。最终实质等同决定仍由FDA作出，第三方审查不等于第三方认证。
Note on P1: Summary/Statement：Summary表示FDA公开资料中通常可取得申请人编制的510(k) Summary；Statement表示申请人提交了510(k) Statement，相关安全性和有效性信息原则上可向申请人索取。Statement不代表未获准，也不表示产品安全性较低。
Note on Q1: 510(k)审查委员会（510(k) Review Advisory Committee）：表示该项510(k)在审查时所属的FDA医疗专业/审查面板代码，例如GU通常代表胃肠与泌尿系统。它反映申报审查归口，不等于产品代码本身。
Note on R1: 分类委员会（Classification Advisory Committee）：表示该产品依据产品代码被归入的FDA分类专业面板。它来自产品分类体系，可能与具体510(k)当时的审查委员会不同，因此两个字段有时不一致。
Note on V1: 统一公司主体：仅用于公司统计和Top排名；FDA原始申请人名称保留在B列。当前合并Everyway、Laborie Medical Technologies/Ltd和Well-Life Limited/Ltd的明确名称变体。未有充分主体证据的历史名称不强制合并。
Note on W1: 原表已有：按510(k)编号与《盆底肌康复治疗仪FDA注册.xlsx》逐条匹配。是=原表已经收录；否=本次FDA全量数据库筛选新增。原表中的K761145和K874867因与盆底肌无关，已从正式数据库排除。

## 产品代码说明
产品代码 | FDA器械分类名称 | FDA器械分类中文名称 | 器械类别 | 法规号 | 定义 | 审查面板 | 本库处理
KPI | Stimulator, Electrical, Non-Implantable, For Incontinence | 非植入式失禁用电刺激器 | 2 | '876.5320 |  | GU | 核心全量（剔除2条明显误编码）
HIR | Perineometer | 会阴肌力计／会阴压力计 | 2 | '884.1425 |  | GU | 核心全量
QAJ | Cutaneous Electrode Stimulator For Urinary Incontinence | 尿失禁用皮肤电极刺激器 | 2 | '876.5330 | A transcutaneous electrical continence device consists of cutaneous electrodes that are used to apply external stimulation to reduce urinary incontinence. | GU | 核心全量
IPF | Stimulator, Muscle, Powered | 电动肌肉刺激器 | 2 | '890.5850 |  | PM | 仅纳入盆底相关名称或原始种子
KPN | Alarm, Conditioned Response Enuresis | 条件反射型遗尿报警器 | 2 | '876.2040 |  | GU | 仅纳入失禁训练相关条目
FAP | Cystometric Gas (Carbon-Dioxide) On Hydraulic Device | 二氧化碳气体驱动的液压式膀胱测压装置 | 2 | '876.1620 |  | GU | 仅纳入生物反馈/失禁相关条目
HCC | Device, Biofeedback | 生物反馈装置 | 2 | '882.5050 | A biofeedback device provides a visual or auditory signal corresponding to a physiological function so that the patient can learn to control that function. | NE | 仅纳入FDA文件或同系列证据确认的盆底生物反馈条目
FFX | System, Gastrointestinal Motility (Electrical) | 胃肠动力（电气）系统 | 2 | '876.1725 | 用于胃肠道（包括肛门/直肠）压力或动力检测的系统 | GU | 仅纳入FDA文件明确与盆底肌活动或盆底功能评估关联的条目

## 排除审计 (hidden)
510(k)号 | 申请人 | 器械名称 | 产品代码 | 决定日期 | 国家代码 | 匹配层级 | 最终结论 | 判定理由 | 判定依据 | FDA详情页 | FDA PDF链接
K033829 | Bruno Independent Living Aids, Inc. | BRUNO ELECTRA-RIDE III STAIRWAY ELEVATOR SYSTEM, MODEL CRE-2100 | ILK | 2003-12-29 | US | A_核心盆底 | 确认排除 | 楼梯升降设备，关键词误命中 | FDA产品代码+器械名称 | https://www.accessdata.fda.gov/scripts/cdrh/cfdocs/cfpmn/pmn.cfm?ID=K033829 | https://www.accessdata.fda.gov/cdrh_docs/pdf3/K033829.pdf
K891986 | Mark One Healthcare Products | MULTIPLE-VARIOUS TYPES OF ABSORBENT INCONTINENCE | KME | 1989-12-29 | US | B_失禁治疗 | 确认排除 | 吸收性失禁用品，不作用于盆底肌 | FDA产品代码+器械名称 | https://www.accessdata.fda.gov/scripts/cdrh/cfdocs/cfpmn/pmn.cfm?ID=K891986 | https://www.accessdata.fda.gov/cdrh_docs/pdf/K891986.pdf
K895647 | Advanced Technology Laboratories, Inc. | 5.0 MHZ CONVEX ARRAY INTRAVAGINAL TRANSDUCER | HGL | 1989-12-18 | US | D_相关技术 | 确认排除 | 阴道超声换能器，不是盆底训练或治疗产品 | FDA产品代码+器械名称 | https://www.accessdata.fda.gov/scripts/cdrh/cfdocs/cfpmn/pmn.cfm?ID=K895647 | https://www.accessdata.fda.gov/cdrh_docs/pdf/K895647.pdf
K911115 | Interson Corp. | INTERSON TRANSRECTAL PROBE/ATL ULTRASOUND SYSTEM | ITX | 1991-12-17 | US | C_盆底附件 | 确认排除 | 超声诊断用直肠/腔内探头，不是盆底训练或治疗产品 | FDA产品代码+器械名称 | https://www.accessdata.fda.gov/scripts/cdrh/cfdocs/cfpmn/pmn.cfm?ID=K911115 | https://www.accessdata.fda.gov/cdrh_docs/pdf/K911115.pdf
K911113 | Interson Corp. | INTERSON TRANSRECTAL PROBE/KONTRON ULTRASOUND SYST | ITX | 1991-12-17 | US | C_盆底附件 | 确认排除 | 超声诊断用直肠/腔内探头，不是盆底训练或治疗产品 | FDA产品代码+器械名称 | https://www.accessdata.fda.gov/scripts/cdrh/cfdocs/cfpmn/pmn.cfm?ID=K911113 | https://www.accessdata.fda.gov/cdrh_docs/pdf/K911113.pdf
K823094 | Cardio Surgical Research, Inc. | CARDIAC ELEVATOR | DWS | 1982-12-15 | US | A_核心盆底 | 确认排除 | 心脏手术elevator器械，关键词误命中 | FDA产品代码+器械名称 | https://www.accessdata.fda.gov/scripts/cdrh/cfdocs/cfpmn/pmn.cfm?ID=K823094 | https://www.accessdata.fda.gov/cdrh_docs/pdf/K823094.pdf
K883079 | Ausonics Pty , Ltd. | WWDS-005 HUMAN RECTAL PROBE | IYO | 1988-12-14 | US | C_盆底附件 | 确认排除 | 超声诊断用直肠/阴道探头，不是盆底训练或治疗产品 | FDA产品代码+器械名称 | https://www.accessdata.fda.gov/scripts/cdrh/cfdocs/cfpmn/pmn.cfm?ID=K883079 | https://www.accessdata.fda.gov/cdrh_docs/pdf/K883079.pdf
K813270 | Hollister, Inc. | FECAL INCONTINENCE COLLATOR | EXB | 1981-12-14 | US | B_失禁治疗 | 确认排除 | 造口/粪便收集或控便机械用品，不属于盆底肌康复设备 | FDA产品代码+器械名称 | https://www.accessdata.fda.gov/scripts/cdrh/cfdocs/cfpmn/pmn.cfm?ID=K813270 | https://www.accessdata.fda.gov/cdrh_docs/pdf/K813270.pdf
K122459 | Boston Scientific Corporation | PINNACLE LITE PELVIC FLOOR REPAIR KIT, POSTERIOR UPHOLD LITE VAGINAL SUPPORT SYSTEM | OTP | 2012-12-13 | US | A_核心盆底 | 确认排除 | 盆底修复补片/手术植入系统，不属于盆底肌康复设备 | FDA产品代码+器械名称 | https://www.accessdata.fda.gov/scripts/cdrh/cfdocs/cfpmn/pmn.cfm?ID=K122459 | https://www.accessdata.fda.gov/cdrh_docs/pdf12/K122459.pdf
K072621 | Cincinnati Sub-Zero Products, Inc. | ESOPHAGEAL/RECTAL TEMPERATURE PROBE AND ESOPHAGEAL STETHOSCOPE WITH TEMPERATURE SENSOR | BZT | 2007-12-13 | US | C_盆底附件 | 确认排除 | 食管/直肠温度探头，不用于盆底肌功能训练或治疗 | FDA产品代码+器械名称 | https://www.accessdata.fda.gov/scripts/cdrh/cfdocs/cfpmn/pmn.cfm?ID=K072621 | https://www.accessdata.fda.gov/cdrh_docs/pdf7/K072621.pdf
K033752 | Bruno Independent Living Aids, Inc. | BRUNO ELECTRA-RIDE STAIRWAY ELEVATOR SYSTEM. MODEL SRE-1540 | ILK | 2003-12-12 | US | A_核心盆底 | 确认排除 | 楼梯升降设备，关键词误命中 | FDA产品代码+器械名称 | https://www.accessdata.fda.gov/scripts/cdrh/cfdocs/cfpmn/pmn.cfm?ID=K033752 | https://www.accessdata.fda.gov/cdrh_docs/pdf3/K033752.pdf
K201384 | Shenzhen Raysintone Technology Co., Ltd. | Pulse Oximeter | DQA | 2020-12-07 | CN | B_失禁治疗 | 确认排除 | 脉搏血氧仪，申请人名称造成误命中 | FDA产品代码+器械名称 | https://www.accessdata.fda.gov/scripts/cdrh/cfdocs/cfpmn/pmn.cfm?ID=K201384 | https://www.accessdata.fda.gov/cdrh_docs/pdf20/K201384.pdf
K082387 | American Medical Systems | APOGEE AND PERIGEE SYSTEMS WITH INTEPRO LITE AND INTEXEN LP, PART OF THE AMS; PELVIC FLOOR REPAIR SYSTEM | OTP | 2008-12-04 | US | A_核心盆底 | 确认排除 | 盆底修复补片/手术植入系统，不属于盆底肌康复设备 | FDA产品代码+器械名称 | https://www.accessdata.fda.gov/scripts/cdrh/cfdocs/cfpmn/pmn.cfm?ID=K082387 | https://www.accessdata.fda.gov/cdrh_docs/pdf8/K082387.pdf
K102536 | Convatec, Inc. | VITALA CONTINENCE CONTROL DEVICE | EZQ | 2010-12-01 | US | B_失禁治疗 | 确认排除 | 造口控便装置，不属于盆底肌康复设备 | FDA产品代码+器械名称 | https://www.accessdata.fda.gov/scripts/cdrh/cfdocs/cfpmn/pmn.cfm?ID=K102536 | https://www.accessdata.fda.gov/cdrh_docs/pdf10/K102536.pdf
K761053 | Rich-Mar Corp. | ANODYNE II-ELECTRICAL NEURO STIMULATOR | GZJ | 1976-11-30 | US | C_盆底附件 | 确认排除 | 通用经皮神经电刺激器，未显示盆底/失禁专用预期用途 | FDA产品代码+器械名称 | https://www.accessdata.fda.gov/scripts/cdrh/cfdocs/cfpmn/pmn.cfm?ID=K761053 | https://www.accessdata.fda.gov/cdrh_docs/pdf/K761053.pdf
K864421 | Cedar Surgical, Inc. | RAYLOR(TM) PERIOSTEAL ELEVATORS | GEG | 1986-11-26 | US | A_核心盆底 | 确认排除 | 骨科手术elevator器械，关键词误命中 | FDA产品代码+器械名称 | https://www.accessdata.fda.gov/scripts/cdrh/cfdocs/cfpmn/pmn.cfm?ID=K864421 | https://www.accessdata.fda.gov/cdrh_docs/pdf/K864421.pdf
K863646 | Respiratory Support Products, Inc. | ESOPHAGEAL RECTAL TEMPERATURE PROBE | FLL | 1986-11-25 | US | C_盆底附件 | 确认排除 | 直肠温度探头，不用于盆底肌功能训练或治疗 | FDA产品代码+器械名称 | https://www.accessdata.fda.gov/scripts/cdrh/cfdocs/cfpmn/pmn.cfm?ID=K863646 | https://www.accessdata.fda.gov/cdrh_docs/pdf/K863646.pdf
K942413 | Clarus Medical Systems, Inc. | CLARUS ENDOSCOPIC NEUROLOGICAL TISSUE ELEVATOR | GWG | 1994-11-22 | US | A_核心盆底 | 确认排除 | 神经外科组织elevator器械，关键词误命中 | FDA产品代码+器械名称 | https://www.accessdata.fda.gov/scripts/cdrh/cfdocs/cfpmn/pmn.cfm?ID=K942413 | https://www.accessdata.fda.gov/cdrh_docs/pdf/K942413.pdf
K895359 | Avalon Technology Corp. | ADMS MULTIPLANE RECTAL PROBE | ITX | 1989-11-22 | US | C_盆底附件 | 确认排除 | 超声诊断用直肠/腔内探头，不是盆底训练或治疗产品 | FDA产品代码+器械名称 | https://www.accessdata.fda.gov/scripts/cdrh/cfdocs/cfpmn/pmn.cfm?ID=K895359 | https://www.accessdata.fda.gov/cdrh_docs/pdf/K895359.pdf
K990475 | Kps & Assoc., Inc. | TRAPIS (TRANSPERINEAL PROSTATE IMPLANT SIMULATOR), VERSION 1.5 | MUJ | 1999-11-18 | US | A_核心盆底 | 确认排除 | 前列腺植入模拟器，不属于盆底肌康复设备 | FDA产品代码+器械名称 | https://www.accessdata.fda.gov/scripts/cdrh/cfdocs/cfpmn/pmn.cfm?ID=K990475 | https://www.accessdata.fda.gov/cdrh_docs/pdf/K990475.pdf
K001544 | Mick Radio-Nuclear Instruments, Inc. | VAGINAL APPLICATOR SHIELDED | JAQ | 2000-11-17 | US | D_相关技术 | 确认排除 | 放射治疗阴道施源器，不属于盆底肌产品 | FDA产品代码+器械名称 | https://www.accessdata.fda.gov/scripts/cdrh/cfdocs/cfpmn/pmn.cfm?ID=K001544 | https://www.accessdata.fda.gov/cdrh_docs/pdf0/K001544.pdf
K150504 | Pci Medical, Inc. | GUS ASTRA TEE Transesophageal Probe Reprocessor, GUS ASTRA VR Endovaginal/Endorectal Probe Reprocessor | PSW | 2015-11-16 | US | C_盆底附件 | 确认排除 | 腔内探头清洗/再处理设备，不属于盆底肌产品 | FDA产品代码+器械名称 | https://www.accessdata.fda.gov/scripts/cdrh/cfdocs/cfpmn/pmn.cfm?ID=K150504 | https://www.accessdata.fda.gov/cdrh_docs/pdf15/K150504.pdf
K952953 | The Tulip Mfg. Co. | THE TULIP CXOMPANY BRANSON #2 ELEVATOR | GCJ | 1995-11-14 | US | A_核心盆底 | 确认排除 | 外科组织elevator器械，关键词误命中 | FDA产品代码+器械名称 | https://www.accessdata.fda.gov/scripts/cdrh/cfdocs/cfpmn/pmn.cfm?ID=K952953 | https://www.accessdata.fda.gov/cdrh_docs/pdf/K952953.pdf
K952932 | The Tulip Mfg. Co. | THE TULIP COMPANY BRANSON #1 ELEVATOR | GCJ | 1995-11-14 | US | A_核心盆底 | 确认排除 | 外科组织elevator器械，关键词误命中 | FDA产品代码+器械名称 | https://www.accessdata.fda.gov/scripts/cdrh/cfdocs/cfpmn/pmn.cfm?ID=K952932 | https://www.accessdata.fda.gov/cdrh_docs/pdf/K952932.pdf
K952901 | The Tulip Mfg. Co. | THE TULIP COMPANY BRANSON #1 & #2 ELEVATOR | GCJ | 1995-11-14 | US | A_核心盆底 | 确认排除 | 外科组织elevator器械，关键词误命中 | FDA产品代码+器械名称 | https://www.accessdata.fda.gov/scripts/cdrh/cfdocs/cfpmn/pmn.cfm?ID=K952901 | https://www.accessdata.fda.gov/cdrh_docs/pdf/K952901.pdf
K973770 | Allegiance Healthcare Corp. | ALLEGIANCE KWIK HEAT WARM PERINEAL PACK | IMD | 1997-11-13 | US | A_核心盆底 | 确认排除 | 会阴冷热敷用品，不属于盆底肌训练或治疗设备 | FDA产品代码+器械名称 | https://www.accessdata.fda.gov/scripts/cdrh/cfdocs/cfpmn/pmn.cfm?ID=K973770 | https://www.accessdata.fda.gov/cdrh_docs/pdf/K973770.pdf
K895123 | Advanced Technology Laboratories, Inc. | 5.0 MHZ CONVEX ARRAY INTRAVAGINAL TRANSDUCER | HGL | 1989-11-13 | US | D_相关技术 | 确认排除 | 阴道超声换能器，不是盆底训练或治疗产品 | FDA产品代码+器械名称 | https://www.accessdata.fda.gov/scripts/cdrh/cfdocs/cfpmn/pmn.cfm?ID=K895123 | https://www.accessdata.fda.gov/cdrh_docs/pdf/K895123.pdf
K071957 | Boston Scientific Corp | PINNACLE PELVIC FLOOR REPAIR KITS | OTP | 2007-11-08 | US | A_核心盆底 | 确认排除 | 盆底修复补片/手术植入系统，不属于盆底肌康复设备 | FDA产品代码+器械名称 | https://www.accessdata.fda.gov/scripts/cdrh/cfdocs/cfpmn/pmn.cfm?ID=K071957 | https://www.accessdata.fda.gov/cdrh_docs/pdf7/K071957.pdf
K771548 | Dow Corning Corp. Healthcare Industries Materials | SILASTIC BRAND INTRAVAGINAL TARSETTE | HHW | 1977-11-07 | US | D_相关技术 | 确认排除 | 阴道托/失禁托等机械支撑产品，不属于盆底肌训练或刺激设备 | FDA产品代码+器械名称 | https://www.accessdata.fda.gov/scripts/cdrh/cfdocs/cfpmn/pmn.cfm?ID=K771548 | https://www.accessdata.fda.gov/cdrh_docs/pdf/K771548.pdf
K781863 | Eschmann Bros. & Walsh , Ltd. | DEVICE, FEMALE INCONTINENCE | HHW | 1978-11-06 | US | B_失禁治疗 | 确认排除 | 阴道托/失禁托等机械支撑产品，不属于盆底肌训练或刺激设备 | FDA产品代码+器械名称 | https://www.accessdata.fda.gov/scripts/cdrh/cfdocs/cfpmn/pmn.cfm?ID=K781863 | https://www.accessdata.fda.gov/cdrh_docs/pdf/K781863.pdf
K864044 | Respiratory Support Products, Inc. | ESOPHAGEAL/RECTAL TEMPERATURE PROBE W/TYPE T | FLL | 1986-11-04 | US | C_盆底附件 | 确认排除 | 直肠温度探头，不用于盆底肌功能训练或治疗 | FDA产品代码+器械名称 | https://www.accessdata.fda.gov/scripts/cdrh/cfdocs/cfpmn/pmn.cfm?ID=K864044 | https://www.accessdata.fda.gov/cdrh_docs/pdf/K864044.pdf
K862911 | General Electric Co. | BI-PLANE TRANSRECTAL PROBE NUMBER H4221T | ITX | 1986-10-31 | US | C_盆底附件 | 确认排除 | 超声诊断用直肠/腔内探头，不是盆底训练或治疗产品 | FDA产品代码+器械名称 | https://www.accessdata.fda.gov/scripts/cdrh/cfdocs/cfpmn/pmn.cfm?ID=K862911 | https://www.accessdata.fda.gov/cdrh_docs/pdf/K862911.pdf
K952936 | The Tulip Mfg. Co. | THE TULIP COMPANY BRANSON ANTERIOR ELEVATOR | GCJ | 1995-10-30 | US | A_核心盆底 | 确认排除 | 外科组织elevator器械，关键词误命中 | FDA产品代码+器械名称 | https://www.accessdata.fda.gov/scripts/cdrh/cfdocs/cfpmn/pmn.cfm?ID=K952936 | https://www.accessdata.fda.gov/cdrh_docs/pdf/K952936.pdf
K970971 | Uromed Corp. | URO MED NERVE STIMULATOR | ETN | 1997-10-27 | US | C_盆底附件 | 确认排除 | 术中神经定位/刺激器，未显示盆底肌康复预期用途 | FDA产品代码+器械名称 | https://www.accessdata.fda.gov/scripts/cdrh/cfdocs/cfpmn/pmn.cfm?ID=K970971 | https://www.accessdata.fda.gov/cdrh_docs/pdf/K970971.pdf
K222127 | The Tmj Clinic PC | Soft Palate Elevator | LRK | 2022-10-24 | US | A_核心盆底 | 确认排除 | 软腭抬高器，关键词误命中 | FDA产品代码+器械名称 | https://www.accessdata.fda.gov/scripts/cdrh/cfdocs/cfpmn/pmn.cfm?ID=K222127 | https://www.accessdata.fda.gov/cdrh_docs/pdf22/K222127.pdf
K043520 | Emg Technology Co., Ltd. | EMG CTA01-XXX SERIES PURO OXYGEN CONCENTRATOR | CAW | 2005-10-21 | US | C_盆底附件 | 确认排除 | 制氧机，申请人名称造成误命中 | FDA产品代码+器械名称 | https://www.accessdata.fda.gov/scripts/cdrh/cfdocs/cfpmn/pmn.cfm?ID=K043520 | https://www.accessdata.fda.gov/cdrh_docs/pdf4/K043520.pdf
K863830 | Coloplast A/S | CONSEAL(TM) COLOSTOMY CONTINENCE SYSTEM | EZQ | 1986-10-16 | US | B_失禁治疗 | 确认排除 | 造口控便装置，不属于盆底肌康复设备 | FDA产品代码+器械名称 | https://www.accessdata.fda.gov/scripts/cdrh/cfdocs/cfpmn/pmn.cfm?ID=K863830 | https://www.accessdata.fda.gov/cdrh_docs/pdf/K863830.pdf
K911043 | Pie Medical Equipment B.V. | HEMISPHERE MULTIPLANE ENDORECTAL PROBE | ITX | 1991-10-09 | NL | C_盆底附件 | 确认排除 | 超声诊断用直肠/腔内探头，不是盆底训练或治疗产品 | FDA产品代码+器械名称 | https://www.accessdata.fda.gov/scripts/cdrh/cfdocs/cfpmn/pmn.cfm?ID=K911043 | https://www.accessdata.fda.gov/cdrh_docs/pdf/K911043.pdf
K071907 | Conmed Corporation | VCARE RETRACTOR/ELEVATOR | LKF | 2007-10-05 | US | A_核心盆底 | 确认排除 | 妇科牵开/子宫举升手术器械，关键词误命中 | FDA产品代码+器械名称 | https://www.accessdata.fda.gov/scripts/cdrh/cfdocs/cfpmn/pmn.cfm?ID=K071907 | https://www.accessdata.fda.gov/cdrh_docs/pdf7/K071907.pdf
K894188 | Gendex Corp. | GX-ELEVATOR | IZZ | 1989-10-03 | US | A_核心盆底 | 确认排除 | 升降设备，关键词误命中 | FDA产品代码+器械名称 | https://www.accessdata.fda.gov/scripts/cdrh/cfdocs/cfpmn/pmn.cfm?ID=K894188 | https://www.accessdata.fda.gov/cdrh_docs/pdf/K894188.pdf
K883721 | Cook Ob/Gyn | FEMALE CONTINENCE DEVICE | HHW | 1988-10-03 | US | B_失禁治疗 | 确认排除 | 阴道托/失禁托等机械支撑产品，不属于盆底肌训练或刺激设备 | FDA产品代码+器械名称 | https://www.accessdata.fda.gov/scripts/cdrh/cfdocs/cfpmn/pmn.cfm?ID=K883721 | https://www.accessdata.fda.gov/cdrh_docs/pdf/K883721.pdf
K870967 | Diasonics, Inc. | ADMS TRANSRECTAL 7.5 MHZ PROBE | ITX | 1987-09-29 | US | C_盆底附件 | 确认排除 | 超声诊断用直肠/腔内探头，不是盆底训练或治疗产品 | FDA产品代码+器械名称 | https://www.accessdata.fda.gov/scripts/cdrh/cfdocs/cfpmn/pmn.cfm?ID=K870967 | https://www.accessdata.fda.gov/cdrh_docs/pdf/K870967.pdf
K771747 | Depuy, Inc. | PERIOSTEAL ELEVATOR | EMJ | 1977-09-28 | US | A_核心盆底 | 确认排除 | 牙科/骨科elevator器械，关键词误命中 | FDA产品代码+器械名称 | https://www.accessdata.fda.gov/scripts/cdrh/cfdocs/cfpmn/pmn.cfm?ID=K771747 | https://www.accessdata.fda.gov/cdrh_docs/pdf/K771747.pdf
K771635 | Medical Restraints, Inc. | FOOT ELEVATOR | FMQ | 1977-09-28 | US | A_核心盆底 | 确认排除 | 足部抬高器械，关键词误命中 | FDA产品代码+器械名称 | https://www.accessdata.fda.gov/scripts/cdrh/cfdocs/cfpmn/pmn.cfm?ID=K771635 | https://www.accessdata.fda.gov/cdrh_docs/pdf/K771635.pdf
K781449 | Orthopedic Equipment Co., Inc. | HARRINGTON SPINAL ELEVATOR | GEG | 1978-09-27 | US | A_核心盆底 | 确认排除 | 骨科手术elevator器械，关键词误命中 | FDA产品代码+器械名称 | https://www.accessdata.fda.gov/scripts/cdrh/cfdocs/cfpmn/pmn.cfm?ID=K781449 | https://www.accessdata.fda.gov/cdrh_docs/pdf/K781449.pdf
K023024 | Vascular Control Systems, Inc. | TRANSVAGINAL DOPPLER PROBE, MODEL 09-0006-02 | ITX | 2002-09-26 | US | C_盆底附件 | 确认排除 | 超声诊断用直肠/腔内探头，不是盆底训练或治疗产品 | FDA产品代码+器械名称 | https://www.accessdata.fda.gov/scripts/cdrh/cfdocs/cfpmn/pmn.cfm?ID=K023024 | https://www.accessdata.fda.gov/cdrh_docs/pdf2/K023024.pdf
K883135 | Pioneering Technologies, Inc. | PTI HEART-LIFT(TM) CARDIAC ELEVATOR (STERILE) | DWS | 1988-09-26 | US | A_核心盆底 | 确认排除 | 心脏手术elevator器械，关键词误命中 | FDA产品代码+器械名称 | https://www.accessdata.fda.gov/scripts/cdrh/cfdocs/cfpmn/pmn.cfm?ID=K883135 | https://www.accessdata.fda.gov/cdrh_docs/pdf/K883135.pdf
K832472 | Inmed Corp. | ELEVATOR CUSHION | FWZ | 1983-09-20 | US | A_核心盆底 | 确认排除 | 坐垫/抬高用品，关键词误命中 | FDA产品代码+器械名称 | https://www.accessdata.fda.gov/scripts/cdrh/cfdocs/cfpmn/pmn.cfm?ID=K832472 | https://www.accessdata.fda.gov/cdrh_docs/pdf/K832472.pdf
K781375 | Kimberly-Clark Corp. | COMFORM ABSORBANT INCONTINENCE PADS | EYQ | 1978-09-20 | US | B_失禁治疗 | 确认排除 | 吸收性失禁护理用品/尿垫，不作用于盆底肌 | FDA产品代码+器械名称 | https://www.accessdata.fda.gov/scripts/cdrh/cfdocs/cfpmn/pmn.cfm?ID=K781375 | https://www.accessdata.fda.gov/cdrh_docs/pdf/K781375.pdf
K201686 | ETHICON, Inc. | GYNECARE TVT System, GYNECARE TVT with Abdominal Guides System, GYNECARE TVT Introducer and Catheter Guide, GYNECARE TVT EXACT Continence System and Trocar, GYNECARE TVT Obturator System and Passers and Winged Guide, GYNECARE TVT ABBREVO Continence System and Passers and Winged Guide | OTN | 2020-09-17 | US | B_失禁治疗 | 确认排除 | 尿失禁吊带植入系统，不属于盆底肌康复设备 | FDA产品代码+器械名称 | https://www.accessdata.fda.gov/scripts/cdrh/cfdocs/cfpmn/pmn.cfm?ID=K201686 | https://www.accessdata.fda.gov/cdrh_docs/pdf20/K201686.pdf
K946220 | Conmedcorp | CONMED VCARE (VAGINAL-CERVICAL AHLUQALIA'S RETRACTOR-ELEVATOR) RETRACTOR/ELEVATOR | LKF | 1995-09-15 | US | A_核心盆底 | 确认排除 | 妇科牵开/子宫举升手术器械，关键词误命中 | FDA产品代码+器械名称 | https://www.accessdata.fda.gov/scripts/cdrh/cfdocs/cfpmn/pmn.cfm?ID=K946220 | https://www.accessdata.fda.gov/cdrh_docs/pdf/K946220.pdf
K103426 | Boston Scientific Corp | LITE PELVIC FLOOR REPAIR KITS | OTP | 2011-09-14 | US | A_核心盆底 | 确认排除 | 盆底修复补片/手术植入系统，不属于盆底肌康复设备 | FDA产品代码+器械名称 | https://www.accessdata.fda.gov/scripts/cdrh/cfdocs/cfpmn/pmn.cfm?ID=K103426 | https://www.accessdata.fda.gov/cdrh_docs/pdf10/K103426.pdf
K902684 | Medical Innovations Corp. | MIC ANAL INCONTINENCE TUBE | KNT | 1990-09-12 | US | B_失禁治疗 | 确认排除 | 肛门失禁管，不训练或刺激盆底肌 | FDA产品代码+器械名称 | https://www.accessdata.fda.gov/scripts/cdrh/cfdocs/cfpmn/pmn.cfm?ID=K902684 | https://www.accessdata.fda.gov/cdrh_docs/pdf/K902684.pdf
K900966 | Hitachi Medical Corp. of America | EUP-V12 5.0 MHZ CONVEX ARRAY TRANSVAGINAL PROBE | HGL | 1990-09-12 | US | C_盆底附件 | 确认排除 | 阴道超声换能器，不是盆底训练或治疗产品 | FDA产品代码+器械名称 | https://www.accessdata.fda.gov/scripts/cdrh/cfdocs/cfpmn/pmn.cfm?ID=K900966 | https://www.accessdata.fda.gov/cdrh_docs/pdf/K900966.pdf
K894054 | Advanced Technology Laboratories, Inc. | 5.0 MHZ ARRAY INTRAVAGINAL TRANSDUCER | IYN | 1989-09-12 | US | D_相关技术 | 确认排除 | 诊断超声探头，不是盆底训练或治疗产品 | FDA产品代码+器械名称 | https://www.accessdata.fda.gov/scripts/cdrh/cfdocs/cfpmn/pmn.cfm?ID=K894054 | https://www.accessdata.fda.gov/cdrh_docs/pdf/K894054.pdf
K832392 | Science Development Corp. | SDC ORAL-RECTAL TEMP. PROBE | FLL | 1983-09-12 | US | C_盆底附件 | 确认排除 | 直肠温度探头，不用于盆底肌功能训练或治疗 | FDA产品代码+器械名称 | https://www.accessdata.fda.gov/scripts/cdrh/cfdocs/cfpmn/pmn.cfm?ID=K832392 | https://www.accessdata.fda.gov/cdrh_docs/pdf/K832392.pdf
K862825 | Garrels X-Ray Products, Inc. | HI-LO ELEVATOR FLAT TABLE | IXQ | 1986-09-04 | US | A_核心盆底 | 确认排除 | 检查床升降设备，关键词误命中 | FDA产品代码+器械名称 | https://www.accessdata.fda.gov/scripts/cdrh/cfdocs/cfpmn/pmn.cfm?ID=K862825 | https://www.accessdata.fda.gov/cdrh_docs/pdf/K862825.pdf
K160423 | Corbin Clinical Resources, LLC | Perineologic Access Needle | FCG | 2016-09-02 | US | A_核心盆底 | 确认排除 | 经会阴穿刺针，不属于盆底肌康复设备 | FDA产品代码+器械名称 | https://www.accessdata.fda.gov/scripts/cdrh/cfdocs/cfpmn/pmn.cfm?ID=K160423 | https://www.accessdata.fda.gov/cdrh_docs/pdf16/K160423.pdf
K961697 | Medical Device Intl., Inc. | OPTICON FEMALE URINARY INCONTINENCE CATHETER FOR CONTINUOUS DRAINAGE | EZL | 1996-08-30 | US | B_失禁治疗 | 确认排除 | 失禁导尿装置，不训练或刺激盆底肌 | FDA产品代码+器械名称 | https://www.accessdata.fda.gov/scripts/cdrh/cfdocs/cfpmn/pmn.cfm?ID=K961697 | https://www.accessdata.fda.gov/cdrh_docs/pdf/K961697.pdf
K992071 | Ron-Tech Medical , Ltd. | TRANSVAGINAL ULTRASOUND PROBE HOLDER DEVICE | HDC | 1999-08-27 | IL | C_盆底附件 | 确认排除 | 阴道超声探头支架，不属于盆底肌训练或治疗产品 | FDA产品代码+器械名称 | https://www.accessdata.fda.gov/scripts/cdrh/cfdocs/cfpmn/pmn.cfm?ID=K992071 | https://www.accessdata.fda.gov/cdrh_docs/pdf/K992071.pdf
K970927 | Bruno Independent Living Aids, Inc. | BRUNO ELECTRA-RIDE III STAIRWAY ELEVATOR SYSTEM | ILK | 1997-08-26 | US | A_核心盆底 | 确认排除 | 楼梯升降设备，关键词误命中 | FDA产品代码+器械名称 | https://www.accessdata.fda.gov/scripts/cdrh/cfdocs/cfpmn/pmn.cfm?ID=K970927 | https://www.accessdata.fda.gov/cdrh_docs/pdf/K970927.pdf
K132054 | ETHICON, Inc. | GYNECARE TVT EXACT CONTINENCE SYSTEM | OTN | 2013-08-23 | US | B_失禁治疗 | 确认排除 | 尿失禁吊带植入系统，不属于盆底肌康复设备 | FDA产品代码+器械名称 | https://www.accessdata.fda.gov/scripts/cdrh/cfdocs/cfpmn/pmn.cfm?ID=K132054 | https://www.accessdata.fda.gov/cdrh_docs/pdf13/K132054.pdf
K081048 | Boston Scientific Corp | PINNACLE PELVIC FLOOR REPAIR KIT II | OTP | 2008-08-22 | US | A_核心盆底 | 确认排除 | 盆底修复补片/手术植入系统，不属于盆底肌康复设备 | FDA产品代码+器械名称 | https://www.accessdata.fda.gov/scripts/cdrh/cfdocs/cfpmn/pmn.cfm?ID=K081048 | https://www.accessdata.fda.gov/cdrh_docs/pdf8/K081048.pdf
K901142 | Medical Equipment Resources | MER MULTIPLANE VAGINAL PROBE (MVP) | HGL | 1990-08-22 | US | C_盆底附件 | 确认排除 | 阴道超声换能器，不是盆底训练或治疗产品 | FDA产品代码+器械名称 | https://www.accessdata.fda.gov/scripts/cdrh/cfdocs/cfpmn/pmn.cfm?ID=K901142 | https://www.accessdata.fda.gov/cdrh_docs/pdf/K901142.pdf
K901033 | Medical Equipment Resources | MER MULTIPLANE RECTAL PROBE (MRP) | IYO | 1990-08-22 | US | C_盆底附件 | 确认排除 | 超声诊断用直肠/阴道探头，不是盆底训练或治疗产品 | FDA产品代码+器械名称 | https://www.accessdata.fda.gov/scripts/cdrh/cfdocs/cfpmn/pmn.cfm?ID=K901033 | https://www.accessdata.fda.gov/cdrh_docs/pdf/K901033.pdf
K111365 | Convatec, Inc. | VITALA CONTINENCE CONTROL DEVICE | EZQ | 2011-08-19 | US | B_失禁治疗 | 确认排除 | 造口控便装置，不属于盆底肌康复设备 | FDA产品代码+器械名称 | https://www.accessdata.fda.gov/scripts/cdrh/cfdocs/cfpmn/pmn.cfm?ID=K111365 | https://www.accessdata.fda.gov/cdrh_docs/pdf11/K111365.pdf
K882959 | Toshiba Medical Systems | ENDOVAGINAL PROBE, SMS-510VA | IYO | 1988-08-18 | US | C_盆底附件 | 确认排除 | 超声诊断用直肠/阴道探头，不是盆底训练或治疗产品 | FDA产品代码+器械名称 | https://www.accessdata.fda.gov/scripts/cdrh/cfdocs/cfpmn/pmn.cfm?ID=K882959 | https://www.accessdata.fda.gov/cdrh_docs/pdf/K882959.pdf
K822270 | Kelleher Corp. | VARIOUS TYPES OF ENT ELEVATORS | KAD | 1982-08-16 | US | A_核心盆底 | 确认排除 | 耳鼻喉手术elevator器械，关键词误命中 | FDA产品代码+器械名称 | https://www.accessdata.fda.gov/scripts/cdrh/cfdocs/cfpmn/pmn.cfm?ID=K822270 | https://www.accessdata.fda.gov/cdrh_docs/pdf/K822270.pdf
K822190 | Kelleher Corp. | ENT ELEVATORS | KAD | 1982-08-16 | US | A_核心盆底 | 确认排除 | 耳鼻喉手术elevator器械，关键词误命中 | FDA产品代码+器械名称 | https://www.accessdata.fda.gov/scripts/cdrh/cfdocs/cfpmn/pmn.cfm?ID=K822190 | https://www.accessdata.fda.gov/cdrh_docs/pdf/K822190.pdf
K801629 | The Urology Group | COVER-ALL MALE INCONTINENCE DEVICE | KNX | 1980-08-12 | US | B_失禁治疗 | 确认排除 | 外接导尿/集尿类失禁产品，不训练或刺激盆底肌 | FDA产品代码+器械名称 | https://www.accessdata.fda.gov/scripts/cdrh/cfdocs/cfpmn/pmn.cfm?ID=K801629 | https://www.accessdata.fda.gov/cdrh_docs/pdf/K801629.pdf
K181151 | ETHICON, Inc. | GYNECARE TVT Abbrevo Continence System; GYNECARE TVT Obturator Continence System | PWJ | 2018-08-10 | US | B_失禁治疗 | 确认排除 | 尿失禁吊带手术系统，不属于盆底肌康复设备 | FDA产品代码+器械名称 | https://www.accessdata.fda.gov/scripts/cdrh/cfdocs/cfpmn/pmn.cfm?ID=K181151 | https://www.accessdata.fda.gov/cdrh_docs/pdf18/K181151.pdf
K853079 | I.C.D. Industries, Inc. | PROTECTIVE PAD FOR INCONTINENCE | EYQ | 1985-08-09 | US | B_失禁治疗 | 确认排除 | 吸收性失禁护理用品/尿垫，不作用于盆底肌 | FDA产品代码+器械名称 | https://www.accessdata.fda.gov/scripts/cdrh/cfdocs/cfpmn/pmn.cfm?ID=K853079 | https://www.accessdata.fda.gov/cdrh_docs/pdf/K853079.pdf
K851483 | Browne Medical, Inc. | UROBEI STRESS INCONTINENCE MONITOR | FAP | 1985-08-07 | US | B_失禁治疗 | 确认排除 | FDA分类为膀胱测压气体/液压装置（876.1620），用于失禁监测而非盆底肌训练或刺激 | FDA详情页人工复核 | https://www.accessdata.fda.gov/scripts/cdrh/cfdocs/cfpmn/pmn.cfm?ID=K851483 | https://www.accessdata.fda.gov/cdrh_docs/pdf/K851483.pdf
K930468 | 3M Health Care, Ltd. | 3M INCONTINENCE BARRIER FILM, PRODUCT SERIES 336X | KMF | 1993-08-06 | US | B_失禁治疗 | 确认排除 | 失禁皮肤屏障产品，不作用于盆底肌 | FDA产品代码+器械名称 | https://www.accessdata.fda.gov/scripts/cdrh/cfdocs/cfpmn/pmn.cfm?ID=K930468 | https://www.accessdata.fda.gov/cdrh_docs/pdf/K930468.pdf
K051485 | American Medical Systems, Inc. | AMS PELVIC FLOOR REPAIR SYSTEM | OTO | 2005-08-03 | US | A_核心盆底 | 确认排除 | 盆底修复网片，不属于盆底肌康复设备 | FDA产品代码+器械名称 | https://www.accessdata.fda.gov/scripts/cdrh/cfdocs/cfpmn/pmn.cfm?ID=K051485 | https://www.accessdata.fda.gov/cdrh_docs/pdf5/K051485.pdf
K881405 | Siemens Medical Solutions USA, Inc. | SIEMENS INTRAVAGINAL TRANSDUCER | HGL | 1988-08-02 | US | D_相关技术 | 确认排除 | 阴道超声换能器，不是盆底训练或治疗产品 | FDA产品代码+器械名称 | https://www.accessdata.fda.gov/scripts/cdrh/cfdocs/cfpmn/pmn.cfm?ID=K881405 | https://www.accessdata.fda.gov/cdrh_docs/pdf/K881405.pdf
K233942 | Pentax of America, Inc. | PENTAX Medical Video Duodenoscope (ED34-i10T2s); PENTAX Medical Video Processor (EPK-i8020c); PENTAX Medical Single Use, Sterile Distal End Cap with Elevator (OE-A63); Gas/Water Feeding Valves (OF-B194 ) | FDT | 2024-08-01 | US | A_核心盆底 | 确认排除 | 十二指肠镜的elevator部件，关键词误命中 | FDA产品代码+器械名称 | https://www.accessdata.fda.gov/scripts/cdrh/cfdocs/cfpmn/pmn.cfm?ID=K233942 | https://www.accessdata.fda.gov/cdrh_docs/pdf23/K233942.pdf
K971992 | Uromed Corp. | UROMED ALTERNATIVE BLADDER CONTROL CONTINENCE DEVICE(ABCPN-0026) | FHA | 1997-08-01 | US | B_失禁治疗 | 确认排除 | 男性失禁夹具/包裹/外部阻断装置，不作用于盆底肌训练 | FDA产品代码+器械名称 | https://www.accessdata.fda.gov/scripts/cdrh/cfdocs/cfpmn/pmn.cfm?ID=K971992 | https://www.accessdata.fda.gov/cdrh_docs/pdf/K971992.pdf
K862627 | Ausonics Pty , Ltd. | SONORANGER TRANSVAGINAL PROBE | HEM | 1986-08-01 | US | C_盆底附件 | 确认排除 | 超声换能器，不是盆底训练或治疗产品 | FDA产品代码+器械名称 | https://www.accessdata.fda.gov/scripts/cdrh/cfdocs/cfpmn/pmn.cfm?ID=K862627 | https://www.accessdata.fda.gov/cdrh_docs/pdf/K862627.pdf
K884972 | Futuremed Div. of Future Impex Corp. | TRANSCOUTANEOUS ELECTRO-NEURO STIMULATOR | GZJ | 1989-07-27 | US | C_盆底附件 | 确认排除 | 通用经皮神经电刺激器，未显示盆底/失禁专用预期用途 | FDA产品代码+器械名称 | https://www.accessdata.fda.gov/scripts/cdrh/cfdocs/cfpmn/pmn.cfm?ID=K884972 | https://www.accessdata.fda.gov/cdrh_docs/pdf/K884972.pdf
K972348 | Hewlett-Packard Co. | HP ENDOVAGINAL/ENDORECTAL PROBE, HP IMAGE POINT ULTRASOUND SYSTEM | ITX | 1997-07-24 | US | C_盆底附件 | 确认排除 | 超声诊断用直肠/腔内探头，不是盆底训练或治疗产品 | FDA产品代码+器械名称 | https://www.accessdata.fda.gov/scripts/cdrh/cfdocs/cfpmn/pmn.cfm?ID=K972348 | https://www.accessdata.fda.gov/cdrh_docs/pdf/K972348.pdf
K243367 | Minnesota Medical Technologies | Minnesota Medical Technologies Fecal Incontinence Insert (My Miracle) | PBP | 2025-07-22 | US | B_失禁治疗 | 确认排除 | 粪失禁机械塞入物，不训练或刺激盆底肌 | FDA产品代码+器械名称 | https://www.accessdata.fda.gov/scripts/cdrh/cfdocs/cfpmn/pmn.cfm?ID=K243367 | https://www.accessdata.fda.gov/cdrh_docs/pdf24/K243367.pdf
K962416 | Bio-Systems Research | DRYTIME FOR BLADDER CONTROL SILENT | KPN | 1996-07-22 | US | B_失禁治疗 | 确认排除 | 遗尿报警/条件反射训练装置，不是盆底肌训练或刺激产品 | FDA产品代码+器械名称 | https://www.accessdata.fda.gov/scripts/cdrh/cfdocs/cfpmn/pmn.cfm?ID=K962416 | https://www.accessdata.fda.gov/cdrh_docs/pdf/K962416.pdf
K942970 | United States Surgical, A Division of Tyco Healthc | AUTO SUTURE SPINAL ELEVATOR | HAO | 1994-07-20 | US | A_核心盆底 | 确认排除 | 脊柱手术elevator器械，关键词误命中 | FDA产品代码+器械名称 | https://www.accessdata.fda.gov/scripts/cdrh/cfdocs/cfpmn/pmn.cfm?ID=K942970 | https://www.accessdata.fda.gov/cdrh_docs/pdf/K942970.pdf
K832106 | Plasco, Inc. | EXTERNAL INCONTINENCE CATHETER TRAVEL | KNX | 1983-07-19 | US | B_失禁治疗 | 确认排除 | 外接导尿/集尿类失禁产品，不训练或刺激盆底肌 | FDA产品代码+器械名称 | https://www.accessdata.fda.gov/scripts/cdrh/cfdocs/cfpmn/pmn.cfm?ID=K832106 | https://www.accessdata.fda.gov/cdrh_docs/pdf/K832106.pdf
K841356 | Treace Medical, Inc. | ELEVATOR | KAD | 1984-07-18 | US | A_核心盆底 | 确认排除 | 耳鼻喉手术elevator器械，关键词误命中 | FDA产品代码+器械名称 | https://www.accessdata.fda.gov/scripts/cdrh/cfdocs/cfpmn/pmn.cfm?ID=K841356 | https://www.accessdata.fda.gov/cdrh_docs/pdf/K841356.pdf
K832109 | Plasco, Inc. | EXTERNAL INCONTINENCE CATHETER TAKE-HOME | KNX | 1983-07-18 | US | B_失禁治疗 | 确认排除 | 外接导尿/集尿类失禁产品，不训练或刺激盆底肌 | FDA产品代码+器械名称 | https://www.accessdata.fda.gov/scripts/cdrh/cfdocs/cfpmn/pmn.cfm?ID=K832109 | https://www.accessdata.fda.gov/cdrh_docs/pdf/K832109.pdf
K832108 | Plasco, Inc. | EXTERNAL INCONTINENCE CATHETER SET-NON | KNX | 1983-07-18 | US | B_失禁治疗 | 确认排除 | 外接导尿/集尿类失禁产品，不训练或刺激盆底肌 | FDA产品代码+器械名称 | https://www.accessdata.fda.gov/scripts/cdrh/cfdocs/cfpmn/pmn.cfm?ID=K832108 | https://www.accessdata.fda.gov/cdrh_docs/pdf/K832108.pdf
K974040 | Timm Research Co. | C3 EXTERNAL MALE BLADDER CONTROL DEVICE | FHA | 1998-07-14 | US | B_失禁治疗 | 确认排除 | 男性失禁夹具/包裹/外部阻断装置，不作用于盆底肌训练 | FDA产品代码+器械名称 | https://www.accessdata.fda.gov/scripts/cdrh/cfdocs/cfpmn/pmn.cfm?ID=K974040 | https://www.accessdata.fda.gov/cdrh_docs/pdf/K974040.pdf
K861371 | Elscint, Inc. | TRANSVAGINAL PROBE, MODEL ED65M-TV | HGL | 1986-07-14 | US | C_盆底附件 | 确认排除 | 阴道超声换能器，不是盆底训练或治疗产品 | FDA产品代码+器械名称 | https://www.accessdata.fda.gov/scripts/cdrh/cfdocs/cfpmn/pmn.cfm?ID=K861371 | https://www.accessdata.fda.gov/cdrh_docs/pdf/K861371.pdf
K881636 | Coloplast A/S | CONSEAL COLOSTOMY CONTINENCE SYSTEM (ONE-PIECE) | EXB | 1988-07-13 | US | B_失禁治疗 | 确认排除 | 造口/粪便收集或控便机械用品，不属于盆底肌康复设备 | FDA产品代码+器械名称 | https://www.accessdata.fda.gov/scripts/cdrh/cfdocs/cfpmn/pmn.cfm?ID=K881636 | https://www.accessdata.fda.gov/cdrh_docs/pdf/K881636.pdf
K980501 | Fuller Research Corp. | SKINTONER SYSTEM | GEX | 1998-07-08 | US | B_失禁治疗 | 确认排除 | 皮肤治疗/外科激光系统，不属于盆底肌康复产品 | FDA产品代码+器械名称 | https://www.accessdata.fda.gov/scripts/cdrh/cfdocs/cfpmn/pmn.cfm?ID=K980501 | https://www.accessdata.fda.gov/cdrh_docs/pdf/K980501.pdf
K173019 | ETHICON, Inc. | GYNECARE TVT Reusable Introducer, GYNECARE TVT Reusable Rigid Catheter Guide, GYNECARE TVT EXACT Continence System Trocar | PWJ | 2018-07-06 | US | B_失禁治疗 | 确认排除 | 尿失禁吊带手术系统，不属于盆底肌康复设备 | FDA产品代码+器械名称 | https://www.accessdata.fda.gov/scripts/cdrh/cfdocs/cfpmn/pmn.cfm?ID=K173019 | https://www.accessdata.fda.gov/cdrh_docs/pdf17/K173019.pdf
K821788 | Pacific Dental Corp. | BEACH DERIOSTEAL ELEVATOR, #2 STRAIGHT | EMJ | 1982-07-06 | US | A_核心盆底 | 确认排除 | 牙科/骨科elevator器械，关键词误命中 | FDA产品代码+器械名称 | https://www.accessdata.fda.gov/scripts/cdrh/cfdocs/cfpmn/pmn.cfm?ID=K821788 | https://www.accessdata.fda.gov/cdrh_docs/pdf/K821788.pdf
K100936 | ETHICON, Inc. | GYNECARE TVT ABBREVO CONTINENCE SYSTEM | OTN | 2010-07-01 | US | B_失禁治疗 | 确认排除 | 尿失禁吊带植入系统，不属于盆底肌康复设备 | FDA产品代码+器械名称 | https://www.accessdata.fda.gov/scripts/cdrh/cfdocs/cfpmn/pmn.cfm?ID=K100936 | https://www.accessdata.fda.gov/cdrh_docs/pdf10/K100936.pdf
K111219 | Generic Medical Device, Inc. | GMD UNIVERSAL URINARY INCONTINENCE SLING | OTN | 2011-06-30 | US | B_失禁治疗 | 确认排除 | 尿失禁吊带植入系统，不属于盆底肌康复设备 | FDA产品代码+器械名称 | https://www.accessdata.fda.gov/scripts/cdrh/cfdocs/cfpmn/pmn.cfm?ID=K111219 | https://www.accessdata.fda.gov/cdrh_docs/pdf11/K111219.pdf
K851681 | Dbt Medical , Ltd. | SAFESTRETCH INCONTINENCE SYSTEM | KNX | 1985-06-28 | GB | B_失禁治疗 | 确认排除 | 外接导尿/集尿类失禁产品，不训练或刺激盆底肌 | FDA产品代码+器械名称 | https://www.accessdata.fda.gov/scripts/cdrh/cfdocs/cfpmn/pmn.cfm?ID=K851681 | https://www.accessdata.fda.gov/cdrh_docs/pdf/K851681.pdf
K222932 | Invo Bioscience | INVOcell Intravaginal Culture System | OYO | 2023-06-22 | US | D_相关技术 | 确认排除 | 辅助生殖用阴道培养系统，不属于盆底肌产品 | FDA产品代码+器械名称 | https://www.accessdata.fda.gov/scripts/cdrh/cfdocs/cfpmn/pmn.cfm?ID=K222932 | https://www.accessdata.fda.gov/cdrh_docs/pdf22/K222932.pdf
K101440 | Generic Medical Devices, Inc. | GMD UNIVERSAL URINARY INCONTINENCE SLING, MODEL 1012 | OTN | 2010-06-18 | US | B_失禁治疗 | 确认排除 | 尿失禁吊带植入系统，不属于盆底肌康复设备 | FDA产品代码+器械名称 | https://www.accessdata.fda.gov/scripts/cdrh/cfdocs/cfpmn/pmn.cfm?ID=K101440 | https://www.accessdata.fda.gov/cdrh_docs/pdf10/K101440.pdf
K955446 | Conmedcorp | CONMED VCARE RETRACTOR/ELEVATOR | LKF | 1996-06-18 | US | A_核心盆底 | 确认排除 | 妇科牵开/子宫举升手术器械，关键词误命中 | FDA产品代码+器械名称 | https://www.accessdata.fda.gov/scripts/cdrh/cfdocs/cfpmn/pmn.cfm?ID=K955446 | https://www.accessdata.fda.gov/cdrh_docs/pdf/K955446.pdf
K141084 | Acell, Inc. | Matristem Surgery Matrix RS, PSM, PSMX, Matristem Pelvic Floor Matrix | FTM | 2015-06-17 | US | A_核心盆底 | 确认排除 | 盆底修复基质材料，不属于盆底肌康复设备 | FDA产品代码+器械名称 | https://www.accessdata.fda.gov/scripts/cdrh/cfdocs/cfpmn/pmn.cfm?ID=K141084 | https://www.accessdata.fda.gov/cdrh_docs/pdf14/K141084.pdf
K973864 | Pausch Corp. | COMBI ELEVATOR-2 & COMBI ELEVATOR-2 TOMO | IZF | 1998-06-17 | US | A_核心盆底 | 确认排除 | 影像检查台升降设备，关键词误命中 | FDA产品代码+器械名称 | https://www.accessdata.fda.gov/scripts/cdrh/cfdocs/cfpmn/pmn.cfm?ID=K973864 | https://www.accessdata.fda.gov/cdrh_docs/pdf/K973864.pdf
K841011 | Premier Dental Products Co. | ELEVATOR - VARIOUS | EMS | 1984-06-15 | US | A_核心盆底 | 确认排除 | 牙科elevator器械，关键词误命中 | FDA产品代码+器械名称 | https://www.accessdata.fda.gov/scripts/cdrh/cfdocs/cfpmn/pmn.cfm?ID=K841011 | https://www.accessdata.fda.gov/cdrh_docs/pdf/K841011.pdf
K851717 | Artiberia | 880/1 TO 890/4 VARIOUS TYPES OF PERIOTEAL ELEVATOR | EMJ | 1985-06-14 | US | A_核心盆底 | 确认排除 | 牙科/骨科elevator器械，关键词误命中 | FDA产品代码+器械名称 | https://www.accessdata.fda.gov/scripts/cdrh/cfdocs/cfpmn/pmn.cfm?ID=K851717 | https://www.accessdata.fda.gov/cdrh_docs/pdf/K851717.pdf
K893544 | The Cheney Co. | HANDI PORCH ELEVATOR & LIBERTY WHEELCHAIR LIFT | ING | 1989-06-12 | US | A_核心盆底 | 确认排除 | 轮椅升降设备，关键词误命中 | FDA产品代码+器械名称 | https://www.accessdata.fda.gov/scripts/cdrh/cfdocs/cfpmn/pmn.cfm?ID=K893544 | https://www.accessdata.fda.gov/cdrh_docs/pdf/K893544.pdf
K851876 | Rocky Mountain Medical Corp. | PREFER INCONTINENCE AID | EYQ | 1985-06-12 | US | B_失禁治疗 | 确认排除 | 吸收性失禁护理用品/尿垫，不作用于盆底肌 | FDA产品代码+器械名称 | https://www.accessdata.fda.gov/scripts/cdrh/cfdocs/cfpmn/pmn.cfm?ID=K851876 | https://www.accessdata.fda.gov/cdrh_docs/pdf/K851876.pdf
K163313 | CIVCO Medical Instruments Co., Inc. | ASTRA TEE Transesophageal Probe Reprocessor, ASTRA VR Endovaginal/Endorectal Probe Reprocessor | ITX | 2017-06-09 | US | C_盆底附件 | 确认排除 | 超声诊断用直肠/腔内探头，不是盆底训练或治疗产品 | FDA产品代码+器械名称 | https://www.accessdata.fda.gov/scripts/cdrh/cfdocs/cfpmn/pmn.cfm?ID=K163313 | https://www.accessdata.fda.gov/cdrh_docs/pdf16/K163313.pdf
K882068 | Karlin Technology, Inc. | COBB SPINAL ELEVATORS | KWP | 1988-06-03 | US | A_核心盆底 | 确认排除 | 骨科elevator器械，关键词误命中 | FDA产品代码+器械名称 | https://www.accessdata.fda.gov/scripts/cdrh/cfdocs/cfpmn/pmn.cfm?ID=K882068 | https://www.accessdata.fda.gov/cdrh_docs/pdf/K882068.pdf
K090934 | American Medical Systems, Inc. | PFR SLING SYSTEM, PART OF THE AMS PELVIC FLOOR REPAIR SYSTEM | FTL | 2009-06-02 | US | A_核心盆底 | 确认排除 | 盆底修复吊带，不属于盆底肌康复设备 | FDA产品代码+器械名称 | https://www.accessdata.fda.gov/scripts/cdrh/cfdocs/cfpmn/pmn.cfm?ID=K090934 | https://www.accessdata.fda.gov/cdrh_docs/pdf9/K090934.pdf
K931814 | Diversified Medical Instruments, Inc. | DMI UTERINE MOBILIZER/ELEVATOR/CANNULA | LKF | 1994-05-31 | US | A_核心盆底 | 确认排除 | 妇科牵开/子宫举升手术器械，关键词误命中 | FDA产品代码+器械名称 | https://www.accessdata.fda.gov/scripts/cdrh/cfdocs/cfpmn/pmn.cfm?ID=K931814 | https://www.accessdata.fda.gov/cdrh_docs/pdf/K931814.pdf
K990593 | Deschutes Medical Products, Inc. | PELVX INCONTINENCE DISH, MODEL 301-306 | HHW | 1999-05-24 | US | B_失禁治疗 | 确认排除 | 阴道托/失禁托等机械支撑产品，不属于盆底肌训练或刺激设备 | FDA产品代码+器械名称 | https://www.accessdata.fda.gov/scripts/cdrh/cfdocs/cfpmn/pmn.cfm?ID=K990593 | https://www.accessdata.fda.gov/cdrh_docs/pdf/K990593.pdf
K203377 | J3 Bioscience, Inc. | VR101 Lubricating Intravaginal Ring | QPD | 2021-05-20 | US | D_相关技术 | 确认排除 | 阴道润滑环，不属于盆底肌产品 | FDA产品代码+器械名称 | https://www.accessdata.fda.gov/scripts/cdrh/cfdocs/cfpmn/pmn.cfm?ID=K203377 | https://www.accessdata.fda.gov/cdrh_docs/pdf20/K203377.pdf
K891309 | Advanced Technology Laboratories, Inc. | 5.0 MHZ ARRAY INTRAVAGINAL TRANSDUCER | IYO | 1989-05-16 | US | D_相关技术 | 确认排除 | 超声诊断用直肠/阴道探头，不是盆底训练或治疗产品 | FDA产品代码+器械名称 | https://www.accessdata.fda.gov/scripts/cdrh/cfdocs/cfpmn/pmn.cfm?ID=K891309 | https://www.accessdata.fda.gov/cdrh_docs/pdf/K891309.pdf
K071512 | ETHICON, Inc. | GYNECARE PROLIFT +M* PELVIC FLOOR REPAIR SYSTEMS | OTP | 2008-05-15 | US | A_核心盆底 | 确认排除 | 盆底修复补片/手术植入系统，不属于盆底肌康复设备 | FDA产品代码+器械名称 | https://www.accessdata.fda.gov/scripts/cdrh/cfdocs/cfpmn/pmn.cfm?ID=K071512 | https://www.accessdata.fda.gov/cdrh_docs/pdf7/K071512.pdf
K821172 | The Healthcare Group Laboratories, Inc. | EXTERNAL FEMALE URINARY INCONTINENCE | KNX | 1982-05-10 | US | B_失禁治疗 | 确认排除 | 外接导尿/集尿类失禁产品，不训练或刺激盆底肌 | FDA产品代码+器械名称 | https://www.accessdata.fda.gov/scripts/cdrh/cfdocs/cfpmn/pmn.cfm?ID=K821172 | https://www.accessdata.fda.gov/cdrh_docs/pdf/K821172.pdf
K821161 | The Healthcare Group Laboratories, Inc. | EXTERNAL URINARY MALE INCONTINENCE DEV | KNX | 1982-05-10 | US | B_失禁治疗 | 确认排除 | 外接导尿/集尿类失禁产品，不训练或刺激盆底肌 | FDA产品代码+器械名称 | https://www.accessdata.fda.gov/scripts/cdrh/cfdocs/cfpmn/pmn.cfm?ID=K821161 | https://www.accessdata.fda.gov/cdrh_docs/pdf/K821161.pdf
K072616 | Xoft, Inc. | AXXENT VAGINAL APPLICATOR | JAD | 2008-05-09 | US | D_相关技术 | 确认排除 | 放射治疗阴道施源器，不属于盆底肌产品 | FDA产品代码+器械名称 | https://www.accessdata.fda.gov/scripts/cdrh/cfdocs/cfpmn/pmn.cfm?ID=K072616 | https://www.accessdata.fda.gov/cdrh_docs/pdf7/K072616.pdf
K031358 | Vascular Control Systems, Inc. | TRANSVAGINAL DOPPLER PROBE | ITX | 2003-05-09 | US | C_盆底附件 | 确认排除 | 超声诊断用直肠/腔内探头，不是盆底训练或治疗产品 | FDA产品代码+器械名称 | https://www.accessdata.fda.gov/scripts/cdrh/cfdocs/cfpmn/pmn.cfm?ID=K031358 | https://www.accessdata.fda.gov/cdrh_docs/pdf3/K031358.pdf
K091131 | Boston Scientific | PELVIC FLOOR REPAIR SYSTEM | OTP | 2009-05-08 | US | A_核心盆底 | 确认排除 | 盆底修复补片/手术植入系统，不属于盆底肌康复设备 | FDA产品代码+器械名称 | https://www.accessdata.fda.gov/scripts/cdrh/cfdocs/cfpmn/pmn.cfm?ID=K091131 | https://www.accessdata.fda.gov/cdrh_docs/pdf9/K091131.pdf
K914991 | Coherent Medical Group | VERSAPULSE(TM) TWOPOINTONE/XE HOLMIUM SURG LASERS | GEX | 1992-05-06 | US | B_失禁治疗 | 确认排除 | 皮肤治疗/外科激光系统，不属于盆底肌康复产品 | FDA产品代码+器械名称 | https://www.accessdata.fda.gov/scripts/cdrh/cfdocs/cfpmn/pmn.cfm?ID=K914991 | https://www.accessdata.fda.gov/cdrh_docs/pdf/K914991.pdf
K930618 | Johnson & Johnson Medical, Inc. | VAGINAL CONTINENCE DEVICE | HHW | 1995-05-04 | US | B_失禁治疗 | 确认排除 | 阴道托/失禁托等机械支撑产品，不属于盆底肌训练或刺激设备 | FDA产品代码+器械名称 | https://www.accessdata.fda.gov/scripts/cdrh/cfdocs/cfpmn/pmn.cfm?ID=K930618 | https://www.accessdata.fda.gov/cdrh_docs/pdf/K930618.pdf
K921648 | Bruno Independent Living Aids, Inc. | BRUNO ELECTRA-RIDE STAIR-WAY ELEVATOR SYSTEM | ILK | 1992-05-04 | US | A_核心盆底 | 确认排除 | 楼梯升降设备，关键词误命中 | FDA产品代码+器械名称 | https://www.accessdata.fda.gov/scripts/cdrh/cfdocs/cfpmn/pmn.cfm?ID=K921648 | https://www.accessdata.fda.gov/cdrh_docs/pdf/K921648.pdf
K950784 | Advanced Bioresearch Assoc. | DRISTAR URINARY INCONTINENCE MANAGEMENT SYSTEM | EYQ | 1995-05-03 | US | B_失禁治疗 | 确认排除 | 吸收性失禁护理用品/尿垫，不作用于盆底肌 | FDA产品代码+器械名称 | https://www.accessdata.fda.gov/scripts/cdrh/cfdocs/cfpmn/pmn.cfm?ID=K950784 | https://www.accessdata.fda.gov/cdrh_docs/pdf/K950784.pdf
K080158 | Lb Medical LLC | LB MEDICAL INFLATABLE TISSUE ELEVATOR/EXPANDER SYSTEM | FZW | 2008-05-02 | US | A_核心盆底 | 确认排除 | 组织扩张/抬高系统，关键词误命中 | FDA产品代码+器械名称 | https://www.accessdata.fda.gov/scripts/cdrh/cfdocs/cfpmn/pmn.cfm?ID=K080158 | https://www.accessdata.fda.gov/cdrh_docs/pdf8/K080158.pdf
K900555 | Interson Corp. | INTERSON MULTIPLANE RECTAL PROBE FOR ALOKA ULTRA. | ITX | 1990-05-02 | US | C_盆底附件 | 确认排除 | 超声诊断用直肠/腔内探头，不是盆底训练或治疗产品 | FDA产品代码+器械名称 | https://www.accessdata.fda.gov/scripts/cdrh/cfdocs/cfpmn/pmn.cfm?ID=K900555 | https://www.accessdata.fda.gov/cdrh_docs/pdf/K900555.pdf
K841224 | Gil-Med Industries C/O Kegan & Kegan, Ltd. | URO-MALE INCONTINENCE CATHETER | KNX | 1984-05-02 | US | B_失禁治疗 | 确认排除 | 外接导尿/集尿类失禁产品，不训练或刺激盆底肌 | FDA产品代码+器械名称 | https://www.accessdata.fda.gov/scripts/cdrh/cfdocs/cfpmn/pmn.cfm?ID=K841224 | https://www.accessdata.fda.gov/cdrh_docs/pdf/K841224.pdf
K892255 | Zinnanti Surgical Instruments, Inc. | DENTAL ROOT ELEVATOR | EKO | 1989-05-01 | US | A_核心盆底 | 确认排除 | 牙科elevator器械，关键词误命中 | FDA产品代码+器械名称 | https://www.accessdata.fda.gov/scripts/cdrh/cfdocs/cfpmn/pmn.cfm?ID=K892255 | https://www.accessdata.fda.gov/cdrh_docs/pdf/K892255.pdf
K780137 | Greenwald Surgical Co., Inc. | CLAMP, INCONTINENCE, BAUMRUCKER | FHA | 1978-04-28 | US | B_失禁治疗 | 确认排除 | 男性失禁夹具/包裹/外部阻断装置，不作用于盆底肌训练 | FDA产品代码+器械名称 | https://www.accessdata.fda.gov/scripts/cdrh/cfdocs/cfpmn/pmn.cfm?ID=K780137 | https://www.accessdata.fda.gov/cdrh_docs/pdf/K780137.pdf
K974116 | Deschutes Medical Products, Inc. | PELVX INCONTINENCE RING | HHW | 1998-04-27 | US | B_失禁治疗 | 确认排除 | 阴道托/失禁托等机械支撑产品，不属于盆底肌训练或刺激设备 | FDA产品代码+器械名称 | https://www.accessdata.fda.gov/scripts/cdrh/cfdocs/cfpmn/pmn.cfm?ID=K974116 | https://www.accessdata.fda.gov/cdrh_docs/pdf/K974116.pdf
K881028 | Philips Ultrasound, Inc. | 7.5 MHZ ENDORECTAL PROBE | IYO | 1988-04-27 | US | C_盆底附件 | 确认排除 | 超声诊断用直肠/阴道探头，不是盆底训练或治疗产品 | FDA产品代码+器械名称 | https://www.accessdata.fda.gov/scripts/cdrh/cfdocs/cfpmn/pmn.cfm?ID=K881028 | https://www.accessdata.fda.gov/cdrh_docs/pdf/K881028.pdf
K880714 | Diasonics, Inc. | DIASONICS QT ENDORECTAL 7.5 MHZ PROBE | IYO | 1988-04-21 | US | C_盆底附件 | 确认排除 | 超声诊断用直肠/阴道探头，不是盆底训练或治疗产品 | FDA产品代码+器械名称 | https://www.accessdata.fda.gov/scripts/cdrh/cfdocs/cfpmn/pmn.cfm?ID=K880714 | https://www.accessdata.fda.gov/cdrh_docs/pdf/K880714.pdf
K901174 | American Medical Ceramics, Inc. | ELEVATOR #11 | EKJ | 1990-04-16 | US | A_核心盆底 | 确认排除 | 外科elevator器械，关键词误命中 | FDA产品代码+器械名称 | https://www.accessdata.fda.gov/scripts/cdrh/cfdocs/cfpmn/pmn.cfm?ID=K901174 | https://www.accessdata.fda.gov/cdrh_docs/pdf/K901174.pdf
K820961 | Dafoe & Dafoe, Inc. | INCONTINENCE PAD OR ADULT DIAPER | EYQ | 1982-04-16 | US | B_失禁治疗 | 确认排除 | 吸收性失禁护理用品/尿垫，不作用于盆底肌 | FDA产品代码+器械名称 | https://www.accessdata.fda.gov/scripts/cdrh/cfdocs/cfpmn/pmn.cfm?ID=K820961 | https://www.accessdata.fda.gov/cdrh_docs/pdf/K820961.pdf
K840754 | Ipco Corp. | MAXISHIELD INCONTINENCE CARE SYSTEM | EYQ | 1984-04-13 | US | B_失禁治疗 | 确认排除 | 吸收性失禁护理用品/尿垫，不作用于盆底肌 | FDA产品代码+器械名称 | https://www.accessdata.fda.gov/scripts/cdrh/cfdocs/cfpmn/pmn.cfm?ID=K840754 | https://www.accessdata.fda.gov/cdrh_docs/pdf/K840754.pdf
K840753 | Ipco Corp. | AMBEZE DISPOSABLE INCONTINENCE PANTS | EYQ | 1984-04-13 | US | B_失禁治疗 | 确认排除 | 吸收性失禁护理用品/尿垫，不作用于盆底肌 | FDA产品代码+器械名称 | https://www.accessdata.fda.gov/scripts/cdrh/cfdocs/cfpmn/pmn.cfm?ID=K840753 | https://www.accessdata.fda.gov/cdrh_docs/pdf/K840753.pdf
K111050 | Starboard Medical, LLC | ESOPHAGEAL / RECTAL TEMPERATURE PROBE, 9FR, 12FR, ESOPHAGEAL STETHOSCOPE WITH TEMPERATURE SENSOR, 9FR, 12FR, 18FR, 24FR | BZT | 2012-04-12 | US | C_盆底附件 | 确认排除 | 食管/直肠温度探头，不用于盆底肌功能训练或治疗 | FDA产品代码+器械名称 | https://www.accessdata.fda.gov/scripts/cdrh/cfdocs/cfpmn/pmn.cfm?ID=K111050 | https://www.accessdata.fda.gov/cdrh_docs/pdf11/K111050.pdf
K891899 | Zinnanti Surgical Instruments, Inc. | ELEVATORS, VARIOUS TYPES | GEG | 1989-04-12 | US | A_核心盆底 | 确认排除 | 骨科手术elevator器械，关键词误命中 | FDA产品代码+器械名称 | https://www.accessdata.fda.gov/scripts/cdrh/cfdocs/cfpmn/pmn.cfm?ID=K891899 | https://www.accessdata.fda.gov/cdrh_docs/pdf/K891899.pdf
K891894 | Zinnanti Surgical Instruments, Inc. | ELEVATORS-COTTLE,MCKENTY,GOLDMAN,JOSEPH,CONVERSE | GEG | 1989-04-12 | US | A_核心盆底 | 确认排除 | 骨科手术elevator器械，关键词误命中 | FDA产品代码+器械名称 | https://www.accessdata.fda.gov/scripts/cdrh/cfdocs/cfpmn/pmn.cfm?ID=K891894 | https://www.accessdata.fda.gov/cdrh_docs/pdf/K891894.pdf
K850906 | Ipco Corp. | TACTILE PLUS DENTAL ELEVATORS | EMJ | 1985-04-12 | US | A_核心盆底 | 确认排除 | 牙科/骨科elevator器械，关键词误命中 | FDA产品代码+器械名称 | https://www.accessdata.fda.gov/scripts/cdrh/cfdocs/cfpmn/pmn.cfm?ID=K850906 | https://www.accessdata.fda.gov/cdrh_docs/pdf/K850906.pdf
K060410 | Summit Doppler Systems, Inc. | ECHOHEART TRANSVAGINAL DOPPLER PROBE | HEK | 2006-04-10 | US | C_盆底附件 | 确认排除 | 多普勒诊断探头，不属于盆底肌训练或治疗产品 | FDA产品代码+器械名称 | https://www.accessdata.fda.gov/scripts/cdrh/cfdocs/cfpmn/pmn.cfm?ID=K060410 | https://www.accessdata.fda.gov/cdrh_docs/pdf6/K060410.pdf
K870748 | Philips Ultrasound, Inc. | 7.5 MHZ TRANSRECTAL (ENDORECTAL) PROBE | ITX | 1987-04-10 | US | C_盆底附件 | 确认排除 | 超声诊断用直肠/腔内探头，不是盆底训练或治疗产品 | FDA产品代码+器械名称 | https://www.accessdata.fda.gov/scripts/cdrh/cfdocs/cfpmn/pmn.cfm?ID=K870748 | https://www.accessdata.fda.gov/cdrh_docs/pdf/K870748.pdf
K130006 | Cook Biotech Incorporated | BIODESIGN SURGISIS ANTERIOR POSTERIOR PELVIC FLOOR GRAFTS | PAI | 2013-04-05 | US | A_核心盆底 | 确认排除 | 盆底修复移植物，不属于盆底肌康复设备 | FDA产品代码+器械名称 | https://www.accessdata.fda.gov/scripts/cdrh/cfdocs/cfpmn/pmn.cfm?ID=K130006 | https://www.accessdata.fda.gov/cdrh_docs/pdf13/K130006.pdf
K870589 | Military Engineering, Inc. | ELEVATOR, ROOT, SINGLE-ENDED | EMJ | 1987-04-03 | US | A_核心盆底 | 确认排除 | 牙科/骨科elevator器械，关键词误命中 | FDA产品代码+器械名称 | https://www.accessdata.fda.gov/scripts/cdrh/cfdocs/cfpmn/pmn.cfm?ID=K870589 | https://www.accessdata.fda.gov/cdrh_docs/pdf/K870589.pdf
K083785 | Convatec | VITALA CONTINENCE CONTROL DEVICE | EZQ | 2010-04-02 | US | B_失禁治疗 | 确认排除 | 造口控便装置，不属于盆底肌康复设备 | FDA产品代码+器械名称 | https://www.accessdata.fda.gov/scripts/cdrh/cfdocs/cfpmn/pmn.cfm?ID=K083785 | https://www.accessdata.fda.gov/cdrh_docs/pdf8/K083785.pdf
K970308 | Mentor Urology, Inc. | MENTOR UROLOGY TRIPLE RIB OCCLUSION WRAP FOR MALE INCONTINENCE | FHA | 1997-04-02 | US | B_失禁治疗 | 确认排除 | 男性失禁夹具/包裹/外部阻断装置，不作用于盆底肌训练 | FDA产品代码+器械名称 | https://www.accessdata.fda.gov/scripts/cdrh/cfdocs/cfpmn/pmn.cfm?ID=K970308 | https://www.accessdata.fda.gov/cdrh_docs/pdf/K970308.pdf
K914006 | Biosound, Inc. | BIPLANE TRANSRECTAL PROBE | ITX | 1992-04-02 | US | C_盆底附件 | 确认排除 | 超声诊断用直肠/腔内探头，不是盆底训练或治疗产品 | FDA产品代码+器械名称 | https://www.accessdata.fda.gov/scripts/cdrh/cfdocs/cfpmn/pmn.cfm?ID=K914006 | https://www.accessdata.fda.gov/cdrh_docs/pdf/K914006.pdf
K960276 | Services Industriels Savaria, Inc. | WHEELCHAIR ELEVATOR | ING | 1996-04-01 | CA | A_核心盆底 | 确认排除 | 轮椅升降设备，关键词误命中 | FDA产品代码+器械名称 | https://www.accessdata.fda.gov/scripts/cdrh/cfdocs/cfpmn/pmn.cfm?ID=K960276 | https://www.accessdata.fda.gov/cdrh_docs/pdf/K960276.pdf
K220202 | The O R Company Pty, Ltd. | Uterine ElevatOR PRO with OccludOR Balloon | LKF | 2022-03-31 | AU | A_核心盆底 | 确认排除 | 妇科牵开/子宫举升手术器械，关键词误命中 | FDA产品代码+器械名称 | https://www.accessdata.fda.gov/scripts/cdrh/cfdocs/cfpmn/pmn.cfm?ID=K220202 | https://www.accessdata.fda.gov/cdrh_docs/pdf22/K220202.pdf
K973698 | Scion International, Inc. | SCION BALLOON ELEVATOR | GCJ | 1998-03-31 | US | A_核心盆底 | 确认排除 | 外科组织elevator器械，关键词误命中 | FDA产品代码+器械名称 | https://www.accessdata.fda.gov/scripts/cdrh/cfdocs/cfpmn/pmn.cfm?ID=K973698 | https://www.accessdata.fda.gov/cdrh_docs/pdf/K973698.pdf
K880338 | Chicopee, Inc. | CHICOPEE ADULT INCONTINENCE SHIELDS | EYQ | 1988-03-31 | US | B_失禁治疗 | 确认排除 | 吸收性失禁护理用品/尿垫，不作用于盆底肌 | FDA产品代码+器械名称 | https://www.accessdata.fda.gov/scripts/cdrh/cfdocs/cfpmn/pmn.cfm?ID=K880338 | https://www.accessdata.fda.gov/cdrh_docs/pdf/K880338.pdf
K880219 | Elscint, Inc. | TRANSRECTAL PROBE BD65S-TR | IYO | 1988-03-31 | US | C_盆底附件 | 确认排除 | 超声诊断用直肠/阴道探头，不是盆底训练或治疗产品 | FDA产品代码+器械名称 | https://www.accessdata.fda.gov/scripts/cdrh/cfdocs/cfpmn/pmn.cfm?ID=K880219 | https://www.accessdata.fda.gov/cdrh_docs/pdf/K880219.pdf
K945211 | KARL STORZ Endoscopy-America, Inc. | KARL STORZ RETRACTORE, PROBES, DISSECTORS, HOOKS, UTERINEELEVATORS, UTERINE CANNULAE | HET | 1995-03-30 | US | A_核心盆底 | 确认排除 | 腹壁/手术elevator器械，关键词误命中 | FDA产品代码+器械名称 | https://www.accessdata.fda.gov/scripts/cdrh/cfdocs/cfpmn/pmn.cfm?ID=K945211 | https://www.accessdata.fda.gov/cdrh_docs/pdf/K945211.pdf
K870709 | Philips Ultrasound, Inc. | 7.5 MHZ ENDOVAGINAL PROBE | HGL | 1987-03-27 | US | C_盆底附件 | 确认排除 | 阴道超声换能器，不是盆底训练或治疗产品 | FDA产品代码+器械名称 | https://www.accessdata.fda.gov/scripts/cdrh/cfdocs/cfpmn/pmn.cfm?ID=K870709 | https://www.accessdata.fda.gov/cdrh_docs/pdf/K870709.pdf
K864151 | Ge Medical Systems Information Technologies | 280SL IMAGING SYSTEM TRANVAGINAL PROBES | HGL | 1987-03-27 | US | C_盆底附件 | 确认排除 | 阴道超声换能器，不是盆底训练或治疗产品 | FDA产品代码+器械名称 | https://www.accessdata.fda.gov/scripts/cdrh/cfdocs/cfpmn/pmn.cfm?ID=K864151 | https://www.accessdata.fda.gov/cdrh_docs/pdf/K864151.pdf
K810693 | The Kendal Co. | CURITY PERINEAL COLD PACK | IMD | 1981-03-26 | US | A_核心盆底 | 确认排除 | 会阴冷热敷用品，不属于盆底肌训练或治疗设备 | FDA产品代码+器械名称 | https://www.accessdata.fda.gov/scripts/cdrh/cfdocs/cfpmn/pmn.cfm?ID=K810693 | https://www.accessdata.fda.gov/cdrh_docs/pdf/K810693.pdf
K810692 | The Kendal Co. | CURITY PERINEAL WARM PACK | IMD | 1981-03-26 | US | A_核心盆底 | 确认排除 | 会阴冷热敷用品，不属于盆底肌训练或治疗设备 | FDA产品代码+器械名称 | https://www.accessdata.fda.gov/scripts/cdrh/cfdocs/cfpmn/pmn.cfm?ID=K810692 | https://www.accessdata.fda.gov/cdrh_docs/pdf/K810692.pdf
K942941 | Convatec, A Bristol-Myers Squibb Co. | CONQUEST MALE CONTINENCE SYSTEM | EXJ | 1995-03-17 | US | B_失禁治疗 | 确认排除 | FDA分类为无菌尿鞘型失禁装置（876.5250），属于男性外接集尿/控尿装置，不作用于盆底肌 | FDA详情页人工复核 | https://www.accessdata.fda.gov/scripts/cdrh/cfdocs/cfpmn/pmn.cfm?ID=K942941 | https://www.accessdata.fda.gov/cdrh_docs/pdf/K942941.pdf
K880398 | Med-West, Inc. | POWER TOILET ELEVATOR | INO | 1988-03-17 | US | A_核心盆底 | 确认排除 | 坐便器升降设备，关键词误命中 | FDA产品代码+器械名称 | https://www.accessdata.fda.gov/scripts/cdrh/cfdocs/cfpmn/pmn.cfm?ID=K880398 | https://www.accessdata.fda.gov/cdrh_docs/pdf/K880398.pdf
K100485 | ETHICON, Inc. | GYNECARE TVT EXACT CONTINENCE SYSTEM | OTN | 2010-03-16 | US | B_失禁治疗 | 确认排除 | 尿失禁吊带植入系统，不属于盆底肌康复设备 | FDA产品代码+器械名称 | https://www.accessdata.fda.gov/scripts/cdrh/cfdocs/cfpmn/pmn.cfm?ID=K100485 | https://www.accessdata.fda.gov/cdrh_docs/pdf10/K100485.pdf
K960878 | Cook Urological, Inc. | MAHLER ABDOMINAL WALL ELEVATOR | GCJ | 1996-03-15 | US | A_核心盆底 | 确认排除 | 外科组织elevator器械，关键词误命中 | FDA产品代码+器械名称 | https://www.accessdata.fda.gov/scripts/cdrh/cfdocs/cfpmn/pmn.cfm?ID=K960878 | https://www.accessdata.fda.gov/cdrh_docs/pdf/K960878.pdf
K953773 | Medison America, Inc. | 6.5 MHZ ENDORECTAL CONVEX ARRAY (10R) PROBE | IYO | 1996-03-14 | US | C_盆底附件 | 确认排除 | 超声诊断用直肠/阴道探头，不是盆底训练或治疗产品 | FDA产品代码+器械名称 | https://www.accessdata.fda.gov/scripts/cdrh/cfdocs/cfpmn/pmn.cfm?ID=K953773 | https://www.accessdata.fda.gov/cdrh_docs/pdf/K953773.pdf
K870781 | Buckman Co., Inc. | ACROMED WALLIE-HEINIG DISECTOR/ELEVATORS | GEG | 1987-03-09 | US | A_核心盆底 | 确认排除 | 骨科手术elevator器械，关键词误命中 | FDA产品代码+器械名称 | https://www.accessdata.fda.gov/scripts/cdrh/cfdocs/cfpmn/pmn.cfm?ID=K870781 | https://www.accessdata.fda.gov/cdrh_docs/pdf/K870781.pdf
K864222 | General Electric Co. | SERIES 620 RECTAL PROBE COVER | ITX | 1987-03-04 | US | C_盆底附件 | 确认排除 | 超声诊断用直肠/腔内探头，不是盆底训练或治疗产品 | FDA产品代码+器械名称 | https://www.accessdata.fda.gov/scripts/cdrh/cfdocs/cfpmn/pmn.cfm?ID=K864222 | https://www.accessdata.fda.gov/cdrh_docs/pdf/K864222.pdf
K200221 | Mick Radio-Nuclear Instruments, Inc. | CT F/S/D Compatible Applicators (Fletcher), HDR Compatible Tandem and Ovoid Applicators (Henschke), HDR CT Compatible Split Ring Applicator, Segmented Vaginal Applicator, HDR Miami Applicator HDR Brachytherapy Applicator, 2/3 Endometrial Applicator Sets, CT HDR Ring & Tandem Applicator with Rectal Retractor | JAQ | 2020-02-28 | US | D_相关技术 | 确认排除 | 放射治疗阴道施源器，不属于盆底肌产品 | FDA产品代码+器械名称 | https://www.accessdata.fda.gov/scripts/cdrh/cfdocs/cfpmn/pmn.cfm?ID=K200221 | https://www.accessdata.fda.gov/cdrh_docs/pdf20/K200221.pdf
K063562 | ETHICON, Inc. | GYNECARE PROSIMA PELVIC FLOOR REPAIR SYSTEMS | OTP | 2007-02-26 | US | A_核心盆底 | 确认排除 | 盆底修复补片/手术植入系统，不属于盆底肌康复设备 | FDA产品代码+器械名称 | https://www.accessdata.fda.gov/scripts/cdrh/cfdocs/cfpmn/pmn.cfm?ID=K063562 | https://www.accessdata.fda.gov/cdrh_docs/pdf6/K063562.pdf
K870591 | Military Engineering, Inc. | ELEVATOR, COBB SPINAL | GEG | 1987-02-26 | US | A_核心盆底 | 确认排除 | 骨科手术elevator器械，关键词误命中 | FDA产品代码+器械名称 | https://www.accessdata.fda.gov/scripts/cdrh/cfdocs/cfpmn/pmn.cfm?ID=K870591 | https://www.accessdata.fda.gov/cdrh_docs/pdf/K870591.pdf
K930930 | Coast Medical Corp. | COAST MEDICAL, INC. RECTAL PROBE | FLL | 1994-02-25 | US | C_盆底附件 | 确认排除 | 直肠温度探头，不用于盆底肌功能训练或治疗 | FDA产品代码+器械名称 | https://www.accessdata.fda.gov/scripts/cdrh/cfdocs/cfpmn/pmn.cfm?ID=K930930 | https://www.accessdata.fda.gov/cdrh_docs/pdf/K930930.pdf
K885061 | Siemens Medical Solutions USA, Inc. | SIEMENS INTRAVAGINAL TRANSDUCER | HEM | 1989-02-23 | US | D_相关技术 | 确认排除 | 超声换能器，不是盆底训练或治疗产品 | FDA产品代码+器械名称 | https://www.accessdata.fda.gov/scripts/cdrh/cfdocs/cfpmn/pmn.cfm?ID=K885061 | https://www.accessdata.fda.gov/cdrh_docs/pdf/K885061.pdf
K830039 | Science Development Corp. | SDC RECTAL TEMP. PROBE PRODUCT #1020 | FLL | 1983-02-23 | US | C_盆底附件 | 确认排除 | 直肠温度探头，不用于盆底肌功能训练或治疗 | FDA产品代码+器械名称 | https://www.accessdata.fda.gov/scripts/cdrh/cfdocs/cfpmn/pmn.cfm?ID=K830039 | https://www.accessdata.fda.gov/cdrh_docs/pdf/K830039.pdf
K113065 | Bella Elevator, LLC | RL, UL, SL, EL, AND EPL VERTICAL PLATFORM LIFTS | ING | 2012-02-22 | US | A_核心盆底 | 确认排除 | 轮椅升降设备，关键词误命中 | FDA产品代码+器械名称 | https://www.accessdata.fda.gov/scripts/cdrh/cfdocs/cfpmn/pmn.cfm?ID=K113065 | https://www.accessdata.fda.gov/cdrh_docs/pdf11/K113065.pdf
K874922 | Acuson Computed Sonography | ACUSON TRANSPERINEAL NEEDLE GUIDE | ITX | 1988-02-19 | US | A_核心盆底 | 确认排除 | 超声诊断用直肠/腔内探头，不是盆底训练或治疗产品 | FDA产品代码+器械名称 | https://www.accessdata.fda.gov/scripts/cdrh/cfdocs/cfpmn/pmn.cfm?ID=K874922 | https://www.accessdata.fda.gov/cdrh_docs/pdf/K874922.pdf
K900417 | Crow River Industries, Inc. | WHEELCHAIR LIFT (WHEELCHAIR ELEVATOR) | ING | 1990-02-15 | US | A_核心盆底 | 确认排除 | 轮椅升降设备，关键词误命中 | FDA产品代码+器械名称 | https://www.accessdata.fda.gov/scripts/cdrh/cfdocs/cfpmn/pmn.cfm?ID=K900417 | https://www.accessdata.fda.gov/cdrh_docs/pdf/K900417.pdf
K902728 | Ausonics Pty , Ltd. | 7.5 MHZ BI PLANE RECTAL PROBE (P/N: 041-815) | ITX | 1991-02-13 | US | C_盆底附件 | 确认排除 | 超声诊断用直肠/腔内探头，不是盆底训练或治疗产品 | FDA产品代码+器械名称 | https://www.accessdata.fda.gov/scripts/cdrh/cfdocs/cfpmn/pmn.cfm?ID=K902728 | https://www.accessdata.fda.gov/cdrh_docs/pdf/K902728.pdf
K885323 | Dacomed Corp. | DACOMED EXTERNAL MALE CONTINENCE DEVICE | FHA | 1989-02-08 | US | B_失禁治疗 | 确认排除 | 男性失禁夹具/包裹/外部阻断装置，不作用于盆底肌训练 | FDA产品代码+器械名称 | https://www.accessdata.fda.gov/scripts/cdrh/cfdocs/cfpmn/pmn.cfm?ID=K885323 | https://www.accessdata.fda.gov/cdrh_docs/pdf/K885323.pdf
K854730 | Lic-Orthion | DAISY (ABSORBENT INCONTINENCE SHIELD) | EYQ | 1986-02-06 | US | B_失禁治疗 | 确认排除 | 吸收性失禁护理用品/尿垫，不作用于盆底肌 | FDA产品代码+器械名称 | https://www.accessdata.fda.gov/scripts/cdrh/cfdocs/cfpmn/pmn.cfm?ID=K854730 | https://www.accessdata.fda.gov/cdrh_docs/pdf/K854730.pdf
K854729 | Lic-Orthion | ADAM (ABSORBENT INCONTINENCE SHIELD) | EYQ | 1986-02-06 | US | B_失禁治疗 | 确认排除 | 吸收性失禁护理用品/尿垫，不作用于盆底肌 | FDA产品代码+器械名称 | https://www.accessdata.fda.gov/scripts/cdrh/cfdocs/cfpmn/pmn.cfm?ID=K854729 | https://www.accessdata.fda.gov/cdrh_docs/pdf/K854729.pdf
K962653 | Microgyn Corp. | MICROGYN RESECTION LOOP, COAGULATING ELECTRODE, CISS SHEATH ELECTRODE, LOOP ELECTRODE KIT AND COAGULATING ELECTRODE KIT | FAS | 1997-02-04 | US | B_失禁治疗 | 确认排除 | 泌尿外科切除/凝血电极，不属于盆底肌康复设备 | FDA产品代码+器械名称 | https://www.accessdata.fda.gov/scripts/cdrh/cfdocs/cfpmn/pmn.cfm?ID=K962653 | https://www.accessdata.fda.gov/cdrh_docs/pdf/K962653.pdf
K870125 | Orthopedic Systems, Inc. | EXTREMITY ELEVATOR | HST | 1987-02-04 | US | A_核心盆底 | 确认排除 | 肢体抬高器械，关键词误命中 | FDA产品代码+器械名称 | https://www.accessdata.fda.gov/scripts/cdrh/cfdocs/cfpmn/pmn.cfm?ID=K870125 | https://www.accessdata.fda.gov/cdrh_docs/pdf/K870125.pdf
K834296 | Procter & Gamble Mfg. Co. | ADULT INCONTINENCE BRIEF | EYQ | 1984-02-04 | US | B_失禁治疗 | 确认排除 | 吸收性失禁护理用品/尿垫，不作用于盆底肌 | FDA产品代码+器械名称 | https://www.accessdata.fda.gov/scripts/cdrh/cfdocs/cfpmn/pmn.cfm?ID=K834296 | https://www.accessdata.fda.gov/cdrh_docs/pdf/K834296.pdf
K834295 | Procter & Gamble Mfg. Co. | ADULT INCONTINENCE PAD | EYQ | 1984-02-04 | US | B_失禁治疗 | 确认排除 | 吸收性失禁护理用品/尿垫，不作用于盆底肌 | FDA产品代码+器械名称 | https://www.accessdata.fda.gov/scripts/cdrh/cfdocs/cfpmn/pmn.cfm?ID=K834295 | https://www.accessdata.fda.gov/cdrh_docs/pdf/K834295.pdf
K113359 | Chison Medical Imaging Co., Ltd. | CHISON DIAGNOSTIC ULTRASOUND SYSTEM,CONVEX PROBE,LINEAR PROBE,TRANSVAGINAL MICRO-CONVEX PROBE | IYN | 2012-02-03 | US | C_盆底附件 | 确认排除 | 诊断超声探头，不是盆底训练或治疗产品 | FDA产品代码+器械名称 | https://www.accessdata.fda.gov/scripts/cdrh/cfdocs/cfpmn/pmn.cfm?ID=K113359 | https://www.accessdata.fda.gov/cdrh_docs/pdf11/K113359.pdf
K890365 | Kinetic Medical Products | SEPTUM ELEVATOR | GEG | 1989-02-03 | US | A_核心盆底 | 确认排除 | 骨科手术elevator器械，关键词误命中 | FDA产品代码+器械名称 | https://www.accessdata.fda.gov/scripts/cdrh/cfdocs/cfpmn/pmn.cfm?ID=K890365 | https://www.accessdata.fda.gov/cdrh_docs/pdf/K890365.pdf
K863227 | Cook Urological, Inc. | COOK-VPI CONTINENCE CUFF | FHA | 1987-02-03 | US | B_失禁治疗 | 确认排除 | 男性失禁夹具/包裹/外部阻断装置，不作用于盆底肌训练 | FDA产品代码+器械名称 | https://www.accessdata.fda.gov/scripts/cdrh/cfdocs/cfpmn/pmn.cfm?ID=K863227 | https://www.accessdata.fda.gov/cdrh_docs/pdf/K863227.pdf
K113308 | Bruno Independent Living Aids, Inc. | BRUNO ELAN STAIRWAY ELEVATOR | ILK | 2012-02-01 | US | A_核心盆底 | 确认排除 | 楼梯升降设备，关键词误命中 | FDA产品代码+器械名称 | https://www.accessdata.fda.gov/scripts/cdrh/cfdocs/cfpmn/pmn.cfm?ID=K113308 | https://www.accessdata.fda.gov/cdrh_docs/pdf11/K113308.pdf
K112539 | Leiker Regulatory & Quality Consulting | CHISON DIGITAL ULTRASOUND SYSTEM, CONVEX PROBE, LINEAR PROBE, TRANSVAGINAL MICRO-CONVEX PROBE, TRANSRECTAL LINEAR PROBE | IYO | 2012-01-30 | US | C_盆底附件 | 确认排除 | 超声诊断用直肠/阴道探头，不是盆底训练或治疗产品 | FDA产品代码+器械名称 | https://www.accessdata.fda.gov/scripts/cdrh/cfdocs/cfpmn/pmn.cfm?ID=K112539 | https://www.accessdata.fda.gov/cdrh_docs/pdf11/K112539.pdf
K890253 | Kinetic Medical Products | SURGICAL ELEVATOR | GEG | 1989-01-27 | US | A_核心盆底 | 确认排除 | 骨科手术elevator器械，关键词误命中 | FDA产品代码+器械名称 | https://www.accessdata.fda.gov/scripts/cdrh/cfdocs/cfpmn/pmn.cfm?ID=K890253 | https://www.accessdata.fda.gov/cdrh_docs/pdf/K890253.pdf
K253698 | Cooper Surgical | Milex Incontinence Dish Pessaries; Milex Incontinence Dish Pessaries with Support; Milex Cube Pessaries; Milex Cube Pessaries with Drainage Holes | HHW | 2026-01-20 | US | B_失禁治疗 | 确认排除 | 阴道托/失禁托等机械支撑产品，不属于盆底肌训练或刺激设备 | FDA产品代码+器械名称 | https://www.accessdata.fda.gov/scripts/cdrh/cfdocs/cfpmn/pmn.cfm?ID=K253698 | https://www.accessdata.fda.gov/cdrh_docs/pdf25/K253698.pdf
K772399 | Edward Weck, Inc. | DINGMAN ZYGOMA ELEVATOR | KAD | 1978-01-17 | US | A_核心盆底 | 确认排除 | 耳鼻喉手术elevator器械，关键词误命中 | FDA产品代码+器械名称 | https://www.accessdata.fda.gov/scripts/cdrh/cfdocs/cfpmn/pmn.cfm?ID=K772399 | https://www.accessdata.fda.gov/cdrh_docs/pdf/K772399.pdf
K772391 | Edward Weck, Inc. | BOIES NASAL FRACTURE ELEVATOR | KAD | 1978-01-17 | US | A_核心盆底 | 确认排除 | 耳鼻喉手术elevator器械，关键词误命中 | FDA产品代码+器械名称 | https://www.accessdata.fda.gov/scripts/cdrh/cfdocs/cfpmn/pmn.cfm?ID=K772391 | https://www.accessdata.fda.gov/cdrh_docs/pdf/K772391.pdf
K033310 | Specialities Remeex International, S.L. | REMEEX SYSTEM FOR URINARY INCONTINENCE | OTN | 2004-01-15 | US | B_失禁治疗 | 确认排除 | 尿失禁吊带植入系统，不属于盆底肌康复设备 | FDA产品代码+器械名称 | https://www.accessdata.fda.gov/scripts/cdrh/cfdocs/cfpmn/pmn.cfm?ID=K033310 | https://www.accessdata.fda.gov/cdrh_docs/pdf3/K033310.pdf
K993472 | Mick Radio-Nuclear Instruments, Inc. | SEGMENTED VAGINAL APPLICATOR | JAQ | 2000-01-12 | US | D_相关技术 | 确认排除 | 放射治疗阴道施源器，不属于盆底肌产品 | FDA产品代码+器械名称 | https://www.accessdata.fda.gov/scripts/cdrh/cfdocs/cfpmn/pmn.cfm?ID=K993472 | https://www.accessdata.fda.gov/cdrh_docs/pdf/K993472.pdf
K897019 | The Cheney Co. | HANDI PORCH ELEVATOR | ING | 1990-01-12 | US | A_核心盆底 | 确认排除 | 轮椅升降设备，关键词误命中 | FDA产品代码+器械名称 | https://www.accessdata.fda.gov/scripts/cdrh/cfdocs/cfpmn/pmn.cfm?ID=K897019 | https://www.accessdata.fda.gov/cdrh_docs/pdf/K897019.pdf
K953360 | R-Med, Inc. | R-MED ABDOMINAL WALL ELEVATOR | HET | 1996-01-11 | US | A_核心盆底 | 确认排除 | 腹壁/手术elevator器械，关键词误命中 | FDA产品代码+器械名称 | https://www.accessdata.fda.gov/scripts/cdrh/cfdocs/cfpmn/pmn.cfm?ID=K953360 | https://www.accessdata.fda.gov/cdrh_docs/pdf/K953360.pdf
K963950 | Bioderm, Inc. | BIODERM EID MALE EXTERNAL INCONTINENCE DEVICE | EXI | 1997-01-10 | US | B_失禁治疗 | 确认排除 | 男性外接失禁装置，不训练或刺激盆底肌 | FDA产品代码+器械名称 | https://www.accessdata.fda.gov/scripts/cdrh/cfdocs/cfpmn/pmn.cfm?ID=K963950 | https://www.accessdata.fda.gov/cdrh_docs/pdf/K963950.pdf
K032585 | Ron-Tech Medical , Ltd. | TRANSVAGINAL ULTRASOUND PROBE HOLDER SYSTEM | HDC | 2004-01-09 | IL | C_盆底附件 | 确认排除 | 阴道超声探头支架，不属于盆底肌训练或治疗产品 | FDA产品代码+器械名称 | https://www.accessdata.fda.gov/scripts/cdrh/cfdocs/cfpmn/pmn.cfm?ID=K032585 | https://www.accessdata.fda.gov/cdrh_docs/pdf3/K032585.pdf
K013718 | Gynecare, A Div. of Ethicon, Inc. | GYNEMESH PROLENE SOFT (POLYPROPYLENE) NONABSORBABLE SYNTHETIC SURGICAL MESH FOR PELVIC FLOOR REPAIR | OTO | 2002-01-08 | US | A_核心盆底 | 确认排除 | 盆底修复网片，不属于盆底肌康复设备 | FDA产品代码+器械名称 | https://www.accessdata.fda.gov/scripts/cdrh/cfdocs/cfpmn/pmn.cfm?ID=K013718 | https://www.accessdata.fda.gov/cdrh_docs/pdf1/K013718.pdf
K874523 | Mon-A-Therm, Inc. | MODIFIED TYMPANIC & ESOPHAGEAL/RECTAL TEMP. SENSOR | FLL | 1988-01-06 | US | C_盆底附件 | 确认排除 | 直肠温度探头，不用于盆底肌功能训练或治疗 | FDA产品代码+器械名称 | https://www.accessdata.fda.gov/scripts/cdrh/cfdocs/cfpmn/pmn.cfm?ID=K874523 | https://www.accessdata.fda.gov/cdrh_docs/pdf/K874523.pdf
K843128 | Chesebrough-Pond'S U.S.A. Co. | FEMALE URINARY INCONTINENCE SYS | KNX | 1985-01-02 | US | B_失禁治疗 | 确认排除 | 外接导尿/集尿类失禁产品，不训练或刺激盆底肌 | FDA产品代码+器械名称 | https://www.accessdata.fda.gov/scripts/cdrh/cfdocs/cfpmn/pmn.cfm?ID=K843128 | https://www.accessdata.fda.gov/cdrh_docs/pdf/K843128.pdf
K972487 | Chattanooga Group, Inc. | EMG RETRAINER | HCC | 1997-09-26 | US | D_相关技术 | 确认排除 | FDA适应证仅为测量一般肌肉电活动和肌肉紧张，未限定盆底、会阴、Kegel或失禁用途 | FDA原始510(k) Summary语义核查 | https://www.accessdata.fda.gov/scripts/cdrh/cfdocs/cfpmn/pmn.cfm?ID=K972487 | https://www.accessdata.fda.gov/cdrh_docs/pdf/K972487.pdf
K960762 | The Prometheus Group | SYNERGY PLUS | HCC | 1996-06-13 | US | D_相关技术 | 暂不纳入 | 同属Prometheus产品线，但FDA公开记录未说明盆底、失禁或会阴肌用途；企业/系列关联不足以确认 | FDA详情页；早期PDF不存在 | https://www.accessdata.fda.gov/scripts/cdrh/cfdocs/cfpmn/pmn.cfm?ID=K960762 | https://www.accessdata.fda.gov/cdrh_docs/pdf/K960762.pdf
K915859 | Thought Technology , Ltd. | MYOTRAC/S, MYODAC/S | HCC | 1992-09-09 | CA | D_相关技术 | 暂不纳入 | FDA记录仅支持通用HCC生物反馈分类，未发现盆底、失禁或阴道/肛门传感器适应证 | FDA详情页；早期PDF不存在 | https://www.accessdata.fda.gov/scripts/cdrh/cfdocs/cfpmn/pmn.cfm?ID=K915859 | https://www.accessdata.fda.gov/cdrh_docs/pdf/K915859.pdf
K915858 | Thought Technology , Ltd. | MYOTRAC2 | HCC | 1992-09-09 | CA | D_相关技术 | 确认排除 | FDA后续文件将其作为一般肌肉活动测量设备的对比器械，不能据此认定为盆底专用设备 | FDA详情页+K972487 Summary交叉验证 | https://www.accessdata.fda.gov/scripts/cdrh/cfdocs/cfpmn/pmn.cfm?ID=K915858 | https://www.accessdata.fda.gov/cdrh_docs/pdf/K915858.pdf
K913898 | Thought Technology , Ltd. | MYOTRAC+/S, MYODAC+/S | HCC | 1992-03-26 | CA | D_相关技术 | 暂不纳入 | 通用EMG/生物反馈产品名称；未发现FDA盆底目标部位、失禁适应证或会阴传感器证据 | FDA详情页；早期PDF不存在 | https://www.accessdata.fda.gov/scripts/cdrh/cfdocs/cfpmn/pmn.cfm?ID=K913898 | https://www.accessdata.fda.gov/cdrh_docs/pdf/K913898.pdf
K903497 | Thought Technology , Ltd. | FLEXCOMP DSP & PROCOMP | HCC | 1991-02-12 | CA | D_相关技术 | 确认排除 | 后续FDA文件显示其为EEG、自主神经、心率、呼吸和一般肌肉活动的多参数生理反馈平台 | FDA详情页+K142551/K122879交叉验证 | https://www.accessdata.fda.gov/scripts/cdrh/cfdocs/cfpmn/pmn.cfm?ID=K903497 | https://www.accessdata.fda.gov/cdrh_docs/pdf/K903497.pdf
K896409 | Thought Technology , Ltd. | M(3):MICRO MUSCLE MONITOR | HCC | 1990-10-09 | CA | D_相关技术 | 暂不纳入 | 器械名称仅表示一般肌肉监测，FDA公开记录未限定盆底目标部位或失禁用途 | FDA详情页；早期PDF不存在 | https://www.accessdata.fda.gov/scripts/cdrh/cfdocs/cfpmn/pmn.cfm?ID=K896409 | https://www.accessdata.fda.gov/cdrh_docs/pdf/K896409.pdf
K894840 | Thought Technology , Ltd. | MYODAC2 BIOFEEDBACK DEVICE | HCC | 1989-10-13 | CA | D_相关技术 | 暂不纳入 | 通用生物反馈设备；未发现FDA盆底、会阴、Kegel或失禁适应证 | FDA详情页；早期PDF不存在 | https://www.accessdata.fda.gov/scripts/cdrh/cfdocs/cfpmn/pmn.cfm?ID=K894840 | https://www.accessdata.fda.gov/cdrh_docs/pdf/K894840.pdf
K883597 | Thought Technology , Ltd. | MYODAC | HCC | 1988-11-16 | CA | D_相关技术 | 暂不纳入 | 通用生物反馈设备；同企业后续存在盆底产品不能证明本记录获准盆底用途 | FDA详情页；早期PDF不存在 | https://www.accessdata.fda.gov/scripts/cdrh/cfdocs/cfpmn/pmn.cfm?ID=K883597 | https://www.accessdata.fda.gov/cdrh_docs/pdf/K883597.pdf
K881416 | Thought Technology , Ltd. | MYOTRAC | HCC | 1988-09-26 | CA | D_相关技术 | 确认排除 | 后续FDA文件将其描述为通用肌肉信号采集/肌肉再教育设备，并用于颈腰椎牵引EMG功能对比 | FDA详情页+K943535/K053223交叉验证 | https://www.accessdata.fda.gov/scripts/cdrh/cfdocs/cfpmn/pmn.cfm?ID=K881416 | https://www.accessdata.fda.gov/cdrh_docs/pdf/K881416.pdf
K834519 | Thought Technology , Ltd. | CALMTONE | HCC | 1984-01-30 | US | D_相关技术 | 暂不纳入 | 未发现FDA文件说明盆底、失禁、会阴肌或阴道/肛门传感器用途 | FDA详情页；早期PDF不存在 | https://www.accessdata.fda.gov/scripts/cdrh/cfdocs/cfpmn/pmn.cfm?ID=K834519 | https://www.accessdata.fda.gov/cdrh_docs/pdf/K834519.pdf
K823381 | Srs Co. | PROFESSIONAL MARK I BIOFEEDBACK SYS | HCC | 1983-01-05 | US | D_相关技术 | 暂不纳入 | 通用Biofeedback系统；SRS企业关系和后续盆底产品不足以证明本记录的FDA批准用途 | FDA详情页；早期PDF不存在 | https://www.accessdata.fda.gov/scripts/cdrh/cfdocs/cfpmn/pmn.cfm?ID=K823381 | https://www.accessdata.fda.gov/cdrh_docs/pdf/K823381.pdf
K822814 | Thought Technology , Ltd. | EMG 100T | HCC | 1982-10-08 | US | D_相关技术 | 暂不纳入 | 通用EMG模块名称；FDA公开记录没有盆底目标部位或失禁适应证 | FDA详情页；早期PDF不存在 | https://www.accessdata.fda.gov/scripts/cdrh/cfdocs/cfpmn/pmn.cfm?ID=K822814 | https://www.accessdata.fda.gov/cdrh_docs/pdf/K822814.pdf
K812179 | Life-Tech Instruments, Inc. | LIFE-TECH #1753 BIOFEEDBACK TRAINER | HCC | 1981-08-25 | US | D_相关技术 | 暂不纳入 | 申请人涉及泌尿产品不能替代适应证证据；本记录仅为通用Biofeedback Trainer | FDA详情页；早期PDF不存在 | https://www.accessdata.fda.gov/scripts/cdrh/cfdocs/cfpmn/pmn.cfm?ID=K812179 | https://www.accessdata.fda.gov/cdrh_docs/pdf/K812179.pdf
K031169 | Sierra Scientific Instruments, Inc. | MOTILITY VISUALIZATION SYSTEM | FFX | 2003-12-12 | US | E_Predicate关系扩展 | 确认排除 | FDA Summary显示其主要用于食管及胃肠道压力测量；虽可在肛门/直肠测量收缩压力，但没有盆底肌评估、盆底功能障碍、生物反馈、肌肉训练或失禁适应证，仅具备肛直肠测压能力不足以认定为盆底产品 | FDA K031169 Summary语义核查 | https://www.accessdata.fda.gov/scripts/cdrh/cfdocs/cfpmn/pmn.cfm?ID=K031169 | https://www.accessdata.fda.gov/cdrh_docs/pdf3/K031169.pdf
K071951 | Everyway Medical Instruments Co.,Ltd | COMFY SERIES: EV-804, EV-805 & EV-806 | GZJ/IPF | 2007-09-05 | US | E_Predicate关系扩展 | 确认排除 | FDA用途为通用疼痛TENS及一般EMS肌肉康复，没有盆底或失禁适应证 | 第一层Predicate；来源K161349 | https://www.accessdata.fda.gov/scripts/cdrh/cfdocs/cfpmn/pmn.cfm?ID=K071951 | https://www.accessdata.fda.gov/cdrh_docs/pdf7/K071951.pdf
K160138 | Gmdasz Manufacturing Co., Ltd. | Adhesive Electrodes | GXY | 2016-08-11 | CN | E_Predicate关系扩展 | 确认排除 | 通用皮肤粘附电极，不是盆底专用探头或失禁电极 | 第一层Predicate；来源K202648 | https://www.accessdata.fda.gov/scripts/cdrh/cfdocs/cfpmn/pmn.cfm?ID=K160138 | https://www.accessdata.fda.gov/cdrh_docs/pdf16/K160138.pdf
K992713 | Medtronic Functional Diagnostics A/S | POLYGRAF ID, POLYGRAM '98 ESOPHAGEAL MANOMETRY TESTING APPLICATION | FFX | 1999-11-10 | DK | E_Predicate关系扩展 | 确认排除 | 本510(k)获准用途为食管测压；虽被后续盆底系统作为数据采集硬件使用，但本记录自身无盆底适应证 | 第一层引用；来源K041244 | https://www.accessdata.fda.gov/scripts/cdrh/cfdocs/cfpmn/pmn.cfm?ID=K992713 | https://www.accessdata.fda.gov/cdrh_docs/pdf/K992713.pdf
K131420 | Mego Afek AC , Ltd. | PETITE BASIC SYSTEM 701 ELT | JOW | 2013-11-01 | US | E_Predicate关系扩展 | 确认排除 | 心血管用可压缩肢体套筒，与盆底康复无关，属于PDF中非Predicate上下文误捕获 | 第一层文本引用；来源K150183 | https://www.accessdata.fda.gov/scripts/cdrh/cfdocs/cfpmn/pmn.cfm?ID=K131420 | https://www.accessdata.fda.gov/cdrh_docs/pdf13/K131420.pdf

## 语义复筛 (hidden)
510(k)号 | 申请人 | 器械名称 | 产品代码 | 决定日期 | 初筛评分 | 初筛结论 | 最终结论 | 纳入层级 | 复核后置信度 | 人工复核依据 | FDA详情页
K960761 | The Prometheus Group | PATHWAY ELECTROMYOGRAPH MODEL TR-10 & TR-20 | HCC | 1996-08-07 | 92 | 新增高疑似 | 确认纳入 | 扩展 | 中 | PATHWAY TR-10/TR-20肌电系列；与K973537型号和申请人一致，属于盆底肌电/生物反馈产品线 | https://www.accessdata.fda.gov/scripts/cdrh/cfdocs/cfpmn/pmn.cfm?ID=K960761
K973537 | The Prometheus Group | PATHWAY ELECTROMYOGRAPH | HCC | 1997-12-17 | 80 | 新增高疑似 | 确认纳入 | 扩展 | 高 | FDA文件明确用于盆底功能障碍评估/治疗、Kegel训练及压力性/混合性/急迫性尿失禁 | https://www.accessdata.fda.gov/scripts/cdrh/cfdocs/cfpmn/pmn.cfm?ID=K973537
K897132 | The Prometheus Group | PATHWAY II ELECTROMYOGRAPH | HCC | 1991-04-18 | 80 | 新增高疑似 | 确认纳入 | 扩展 | 中 | PATHWAY II早期肌电/生物反馈产品；与后续K960508盆底产品系列相连，但缺少可访问PDF | https://www.accessdata.fda.gov/scripts/cdrh/cfdocs/cfpmn/pmn.cfm?ID=K897132
K013478 | Pulse Metric, Inc. | DYNAPULSE 5200A PATHWAY BLOOD PRESSURE MONITORING SYSTEM | DXN | 2002-01-10 | 60 | 新增高疑似 | 确认排除 |  | 高 | PATHWAY为血压监测系统名称，与盆底用途无关 | https://www.accessdata.fda.gov/scripts/cdrh/cfdocs/cfpmn/pmn.cfm?ID=K013478
K033310 | Specialities Remeex International, S.L. | REMEEX SYSTEM FOR URINARY INCONTINENCE | OTN | 2004-01-15 | 52 | 边界复核 | 确认排除 |  | 高 | 用于尿失禁手术的可调吊带/外科网片，不属于盆底康复治疗仪 | https://www.accessdata.fda.gov/scripts/cdrh/cfdocs/cfpmn/pmn.cfm?ID=K033310
K843128 | Chesebrough-Pond'S U.S.A. Co. | FEMALE URINARY INCONTINENCE SYS | KNX | 1985-01-02 | 52 | 边界复核 | 确认排除 |  | 高 | 外部尿液收集/控制类器械（KNX），不是盆底训练或康复设备 | https://www.accessdata.fda.gov/scripts/cdrh/cfdocs/cfpmn/pmn.cfm?ID=K843128
K211094 | Shenzhen Xft Medical Limited | Nerve and Muscle Stimulator | IPF | 2021-07-08 | 44 | 边界复核 | 确认排除 |  | 高 | FDA适应证为一般肌肉再教育、痉挛、废用性萎缩和卒中康复，未包含盆底或失禁 | https://www.accessdata.fda.gov/scripts/cdrh/cfdocs/cfpmn/pmn.cfm?ID=K211094
K193275 | Shenzhen Xft Medical Limited | Nerve and Muscle Stimulator | IPF | 2020-04-11 | 44 | 边界复核 | 确认排除 |  | 高 | 通用神经与肌肉刺激器，FDA文件未出现盆底或失禁适应证 | https://www.accessdata.fda.gov/scripts/cdrh/cfdocs/cfpmn/pmn.cfm?ID=K193275
K844489 | Beverly Hills Exercise Equipment | ELECTRONIC MUSCLE STIMULATOR | IPF | 1985-03-05 | 42 | 边界复核 | 确认排除 |  | 中 | 通用电子肌肉刺激器，现有字段不能证明盆底或失禁用途 | https://www.accessdata.fda.gov/scripts/cdrh/cfdocs/cfpmn/pmn.cfm?ID=K844489
K192249 | InMode , Ltd. | InMode System with Tone Applicator | IPF | 2019-12-17 | 40 | 边界复核 | 确认排除 |  | 高 | Tone美容/身体塑形施用器，不是vTone盆底施用器 | https://www.accessdata.fda.gov/scripts/cdrh/cfdocs/cfpmn/pmn.cfm?ID=K192249
K160992 | BTL Industries, Inc. | HPM-6000 | IPF | 2016-10-21 | 40 | 边界复核 | 确认排除 |  | 高 | HPM-6000通用肌肉刺激器；盆底版本为后续HPM-6000U/UF记录 | https://www.accessdata.fda.gov/scripts/cdrh/cfdocs/cfpmn/pmn.cfm?ID=K160992
K213197 | Thought Technology , Ltd. | MyOnyx System | IPF | 2022-06-17 | 40 | 边界复核 | 确认排除 |  | 高 | 本次510(k)仅覆盖通用EMS/TENS/MET适应证；失禁用途另在K201014获准 | https://www.accessdata.fda.gov/scripts/cdrh/cfdocs/cfpmn/pmn.cfm?ID=K213197
K950784 | Advanced Bioresearch Assoc. | DRISTAR URINARY INCONTINENCE MANAGEMENT SYSTEM | EYQ | 1995-05-03 | 40 | 边界复核 | 确认排除 |  | 高 | 失禁吸收护理/管理用品（EYQ），不是盆底康复设备 | https://www.accessdata.fda.gov/scripts/cdrh/cfdocs/cfpmn/pmn.cfm?ID=K950784
K201285 | InMode , Ltd. | InMode Evolve System with the Tone Applicator | IPF | 2021-03-05 | 40 | 边界复核 | 确认排除 |  | 高 | InMode Evolve Tone身体塑形系统，不是vTone盆底施用器 | https://www.accessdata.fda.gov/scripts/cdrh/cfdocs/cfpmn/pmn.cfm?ID=K201285
K761145 | G.D. Searle and Co. | RADIOISOTOPE CALIBRATOR (CRCO-22NB) | KPI | 1976-12-16 | 38 | 边界复核 | 确认排除 |  | 高 | 放射性同位素校准器，KPI为历史误编码 | https://www.accessdata.fda.gov/scripts/cdrh/cfdocs/cfpmn/pmn.cfm?ID=K761145
K874867 | Bentley Laboratories, Inc. | CATR(TM)-H CARDIOTOMY HOLDER | KPI | 1988-02-02 | 38 | 边界复核 | 确认排除 |  | 高 | 心脏切开术储血器支架，KPI为历史误编码 | https://www.accessdata.fda.gov/scripts/cdrh/cfdocs/cfpmn/pmn.cfm?ID=K874867
K874758 | Dantec Electronics, Inc. | DANTEC 13L40 ST. MARKS'S PUDENDAL ELECTRODE | FAP | 1988-04-14 | 45 | 边界复核 | 确认纳入 | 相邻 | 中 | 后续FDA同类器械文件将K874758列为对比器械；用于阴部神经/外尿道括约肌刺激与记录，按盆底诊断附件纳入 | https://www.accessdata.fda.gov/scripts/cdrh/cfdocs/cfpmn/pmn.cfm?ID=K874758
K972487 | Chattanooga Group, Inc. | EMG RETRAINER | HCC | 1997-09-26 |  | HCC全量语义核查 | 确认排除 |  | 高 | FDA适应证仅为测量一般肌肉电活动和肌肉紧张，未限定盆底、会阴、Kegel或失禁用途 | https://www.accessdata.fda.gov/scripts/cdrh/cfdocs/cfpmn/pmn.cfm?ID=K972487
K960762 | The Prometheus Group | SYNERGY PLUS | HCC | 1996-06-13 |  | HCC全量语义核查 | 暂不纳入 |  | 中 | 同属Prometheus产品线，但FDA公开记录未说明盆底、失禁或会阴肌用途；企业/系列关联不足以确认 | https://www.accessdata.fda.gov/scripts/cdrh/cfdocs/cfpmn/pmn.cfm?ID=K960762
K915859 | Thought Technology , Ltd. | MYOTRAC/S, MYODAC/S | HCC | 1992-09-09 |  | HCC全量语义核查 | 暂不纳入 |  | 中 | FDA记录仅支持通用HCC生物反馈分类，未发现盆底、失禁或阴道/肛门传感器适应证 | https://www.accessdata.fda.gov/scripts/cdrh/cfdocs/cfpmn/pmn.cfm?ID=K915859
K915858 | Thought Technology , Ltd. | MYOTRAC2 | HCC | 1992-09-09 |  | HCC全量语义核查 | 确认排除 |  | 高 | FDA后续文件将其作为一般肌肉活动测量设备的对比器械，不能据此认定为盆底专用设备 | https://www.accessdata.fda.gov/scripts/cdrh/cfdocs/cfpmn/pmn.cfm?ID=K915858
K913898 | Thought Technology , Ltd. | MYOTRAC+/S, MYODAC+/S | HCC | 1992-03-26 |  | HCC全量语义核查 | 暂不纳入 |  | 中 | 通用EMG/生物反馈产品名称；未发现FDA盆底目标部位、失禁适应证或会阴传感器证据 | https://www.accessdata.fda.gov/scripts/cdrh/cfdocs/cfpmn/pmn.cfm?ID=K913898
K903497 | Thought Technology , Ltd. | FLEXCOMP DSP & PROCOMP | HCC | 1991-02-12 |  | HCC全量语义核查 | 确认排除 |  | 高 | 后续FDA文件显示其为EEG、自主神经、心率、呼吸和一般肌肉活动的多参数生理反馈平台 | https://www.accessdata.fda.gov/scripts/cdrh/cfdocs/cfpmn/pmn.cfm?ID=K903497
K896409 | Thought Technology , Ltd. | M(3):MICRO MUSCLE MONITOR | HCC | 1990-10-09 |  | HCC全量语义核查 | 暂不纳入 |  | 中 | 器械名称仅表示一般肌肉监测，FDA公开记录未限定盆底目标部位或失禁用途 | https://www.accessdata.fda.gov/scripts/cdrh/cfdocs/cfpmn/pmn.cfm?ID=K896409
K894840 | Thought Technology , Ltd. | MYODAC2 BIOFEEDBACK DEVICE | HCC | 1989-10-13 |  | HCC全量语义核查 | 暂不纳入 |  | 中 | 通用生物反馈设备；未发现FDA盆底、会阴、Kegel或失禁适应证 | https://www.accessdata.fda.gov/scripts/cdrh/cfdocs/cfpmn/pmn.cfm?ID=K894840
K883597 | Thought Technology , Ltd. | MYODAC | HCC | 1988-11-16 |  | HCC全量语义核查 | 暂不纳入 |  | 中 | 通用生物反馈设备；同企业后续存在盆底产品不能证明本记录获准盆底用途 | https://www.accessdata.fda.gov/scripts/cdrh/cfdocs/cfpmn/pmn.cfm?ID=K883597
K881416 | Thought Technology , Ltd. | MYOTRAC | HCC | 1988-09-26 |  | HCC全量语义核查 | 确认排除 |  | 高 | 后续FDA文件将其描述为通用肌肉信号采集/肌肉再教育设备，并用于颈腰椎牵引EMG功能对比 | https://www.accessdata.fda.gov/scripts/cdrh/cfdocs/cfpmn/pmn.cfm?ID=K881416
K834519 | Thought Technology , Ltd. | CALMTONE | HCC | 1984-01-30 |  | HCC全量语义核查 | 暂不纳入 |  | 中 | 未发现FDA文件说明盆底、失禁、会阴肌或阴道/肛门传感器用途 | https://www.accessdata.fda.gov/scripts/cdrh/cfdocs/cfpmn/pmn.cfm?ID=K834519
K823381 | Srs Co. | PROFESSIONAL MARK I BIOFEEDBACK SYS | HCC | 1983-01-05 |  | HCC全量语义核查 | 暂不纳入 |  | 中 | 通用Biofeedback系统；SRS企业关系和后续盆底产品不足以证明本记录的FDA批准用途 | https://www.accessdata.fda.gov/scripts/cdrh/cfdocs/cfpmn/pmn.cfm?ID=K823381
K822814 | Thought Technology , Ltd. | EMG 100T | HCC | 1982-10-08 |  | HCC全量语义核查 | 暂不纳入 |  | 中 | 通用EMG模块名称；FDA公开记录没有盆底目标部位或失禁适应证 | https://www.accessdata.fda.gov/scripts/cdrh/cfdocs/cfpmn/pmn.cfm?ID=K822814
K812179 | Life-Tech Instruments, Inc. | LIFE-TECH #1753 BIOFEEDBACK TRAINER | HCC | 1981-08-25 |  | HCC全量语义核查 | 暂不纳入 |  | 中 | 申请人涉及泌尿产品不能替代适应证证据；本记录仅为通用Biofeedback Trainer | https://www.accessdata.fda.gov/scripts/cdrh/cfdocs/cfpmn/pmn.cfm?ID=K812179
K041244 | Medtronic Vascular | POLYGRAM NET BIOFEEDBACK APPLICATION | HCC | 2004-08-12 | 126 | HCC全量语义核查 | 确认纳入 | 扩展 | 高 | FDA文件明确用于盆底功能障碍评估和生物反馈治疗，并涉及肛门直肠功能检测 | https://www.accessdata.fda.gov/scripts/cdrh/cfdocs/cfpmn/pmn.cfm?ID=K041244
K003127 | Srs Medical Systems, Inc. | REGAIN DESKTOP | HCC | 2001-01-04 | 80 | HCC全量语义核查 | 确认纳入 | 扩展 | 中 | 被明确用于盆底功能障碍生物反馈的K041244列为实质等同对比器械；原始早期PDF不可访问 | https://www.accessdata.fda.gov/scripts/cdrh/cfdocs/cfpmn/pmn.cfm?ID=K003127
K003367 | Srs Medical Systems, Inc. | ORION PLATINUM | HCC | 2001-01-04 | 80 | HCC全量语义核查 | 确认纳入 | 扩展 | 中 | 被明确用于盆底功能障碍生物反馈的K041244列为实质等同对比器械；原始早期PDF不可访问 | https://www.accessdata.fda.gov/scripts/cdrh/cfdocs/cfpmn/pmn.cfm?ID=K003367
K000386 | Medtronic Functional Diagnostics A/S | POLYGRAM 98 ANORECTAL FUNCTION TESTING APPLICATION, MODEL 9043S0111 | FFX |  |  | Predicate关系扩展 | 确认纳入 | 相邻 | 高 | K041244明确说明其肛门EMG传感器感知盆底肌活动，并列为盆底生物反馈对比器械 | https://www.accessdata.fda.gov/scripts/cdrh/cfdocs/cfpmn/pmn.cfm?ID=K000386
K031169 | Sierra Scientific Instruments, Inc. | MOTILITY VISUALIZATION SYSTEM | FFX |  |  | Predicate关系扩展 | 确认排除 |  | 高 | FDA Summary主要支持食管及通用胃肠动力压力测量；虽可测肛门/直肠收缩压力，但没有盆底肌评估、盆底功能障碍、生物反馈、训练或失禁适应证，确认排除 | https://www.accessdata.fda.gov/scripts/cdrh/cfdocs/cfpmn/pmn.cfm?ID=K031169
K071951 | Everyway Medical Instruments Co.,Ltd | COMFY SERIES: EV-804, EV-805 & EV-806 | GZJ/IPF |  |  | Predicate关系扩展 | 确认排除 |  | 高 | FDA用途为通用疼痛TENS及一般EMS肌肉康复，没有盆底或失禁适应证 | https://www.accessdata.fda.gov/scripts/cdrh/cfdocs/cfpmn/pmn.cfm?ID=K071951
K160138 | Gmdasz Manufacturing Co., Ltd. | Adhesive Electrodes | GXY |  |  | Predicate关系扩展 | 确认排除 |  | 高 | 通用皮肤粘附电极，不是盆底专用探头或失禁电极 | https://www.accessdata.fda.gov/scripts/cdrh/cfdocs/cfpmn/pmn.cfm?ID=K160138
K992713 | Medtronic Functional Diagnostics A/S | POLYGRAF ID, POLYGRAM '98 ESOPHAGEAL MANOMETRY TESTING APPLICATION | FFX |  |  | Predicate关系扩展 | 确认排除 |  | 高 | 本510(k)获准用途为食管测压；虽被后续盆底系统作为数据采集硬件使用，但本记录自身无盆底适应证 | https://www.accessdata.fda.gov/scripts/cdrh/cfdocs/cfpmn/pmn.cfm?ID=K992713
K131420 | Mego Afek AC , Ltd. | PETITE BASIC SYSTEM 701 ELT | JOW |  |  | Predicate关系扩展 | 确认排除 |  | 高 | 心血管用可压缩肢体套筒，与盆底康复无关，属于PDF中非Predicate上下文误捕获 | https://www.accessdata.fda.gov/scripts/cdrh/cfdocs/cfpmn/pmn.cfm?ID=K131420
K011472 | Medtronic Functional Diagnostics A/S | POLYGRAM 98 ANORECTAL FUNCTION TESTING APPLICATION, POLYGRAM 98 ESOPHAGEAL MANOMETRY APPLICATION, POLYGRAF ID | FFX |  |  | Predicate关系扩展 | 确认纳入 | 相邻 | 高 | FDA名称明确包含肛直肠功能测试；属于K000386后续整合版本，并被后续ManoScan胃肠、括约肌及结直肠测压系统作为参考器械；按相邻诊断纳入 | https://www.accessdata.fda.gov/scripts/cdrh/cfdocs/cfpmn/pmn.cfm?ID=K011472
K991389 | Medtronic Functional Diagnostics A/S | ANORECTAL MANOMETRY SUITE, MODEL 9032S0201 | FFX |  |  | Predicate关系扩展 | 确认纳入 | 相邻 | 中 | FDA名称明确为肛直肠测压系统，属于Medtronic肛直肠功能诊断产品线早期基础设备；与盆底排便及肛门括约肌功能评估直接相邻 | https://www.accessdata.fda.gov/scripts/cdrh/cfdocs/cfpmn/pmn.cfm?ID=K991389

## 口径与来源 (hidden)
数据库口径、更新方式与官方来源
项目 | 说明
纳入标准 | 申请人来自任意国家/地区；FDA 510(k)最终决定为实质等同；器械与盆底肌训练、盆底生物反馈、尿/便失禁电刺激或相关探头附件直接相关。
分层 | 核心：KPI/HIR/QAJ直接相关产品代码；扩展：IPF/HCC中经FDA文件或同产品系列确认的盆底相关条目；相邻：KPN/FAP中的失禁训练、生物反馈条目。
语义复筛 | 对约17.5万条实质等同记录综合分析解剖部位、适应证、技术方式、器械形态、产品代码、同系列关系及排除冲突；初筛结果仅用于排序，重点候选均经过FDA详情或PDF人工复核。
人工校正 | K874758按相邻诊断附件纳入；Everyway的FDA国家代码CN保留，国家/地区按新北市实际地址校正为中国台湾；公司统计合并三组明确名称变体，原始申请人名称不变。
主要排除 | 尿垫/尿布、导尿管、吊带/补片、超声成像探头、温度探头、一般手术器械、仅文字误命中的elevator等。
数据更新 | FDA可下载文件通常每月替换。更新时重新下载1976年至今文件、运行相同规则，并人工复核新增候选。
FDA全量下载 | https://www.fda.gov/medical-devices/510k-clearances/downloadable-510k-files
FDA 510(k)检索 | https://www.accessdata.fda.gov/scripts/cdrh/cfdocs/cfpmn/pmn.cfm
openFDA 510(k)接口 | https://open.fda.gov/apis/device/510k/
重要声明 | 510(k)表示FDA作出实质等同决定，不应表述为PMA批准，也不能据此推断临床优效性、当前在售状态或企业持续合规状态。

## Predicate关系图 (hidden)
源510(k) | 源器械 | 被引用510(k) | 被引用器械 | 主库状态 | 语义结论 | FDA文件上下文摘要 | 源FDA PDF
K023905 | ATHENA PELVIC MUSCLE TRAINER | K960496 | LIBERTY LITE PFS SYSTEM | 已纳入 | 主库既有 | ce Standards and Special Controls: At the present time, the following guidance documents are in effect for this device: 4. Guidance on the Content and Organization of a Premarket Notification. 5. Equivalent Device(s)r Utah Medical, Liberty PFS-200 System (K960496), Pathway CTS 2000 (KO01 5 15) Hollister, Microgyn n (K963222) 6 ApplicanUSponsor Name / Address: Athena Feminine Technologies Orinda, CA 94563 - 179 Moraga | https://www.accessdata.fda.gov/cdrh_docs/pdf2/K023905.pdf
K023905 | ATHENA PELVIC MUSCLE TRAINER | K963222 | MICROGYN PLUS STIMULATION DEVICE | 已纳入 | 主库既有 | llowing guidance documents are in effect for this device: 4. Guidance on the Content and Organization of a Premarket Notification. 5. Equivalent Device(s)r Utah Medical, Liberty PFS-200 System (K960496), Pathway CTS 2000 (KO01 5 15) Hollister, Microgyn n (K963222) 6 ApplicanUSponsor Name / Address: Athena Feminine Technologies Orinda, CA 94563 - 179 Moraga Way (925) 254-6090 7. Company Contact: George Sarkis, CEO Ath | https://www.accessdata.fda.gov/cdrh_docs/pdf2/K023905.pdf
K023906 | PATHWAY CTS2000 PELVIC FLOOR TRAINING SYSTEM | K974048 | INCARE PELVIC FLOOR THERAPY SYSTEM WITH DESKTOP COMPUTER | 已纳入 | 主库既有 | Manufacturer: Pathway CTS2000 Pelvic Floor Training System Non-implanted Electrical Continence Device CLASS II,78KPI (876.5320) Pathway CTS2000 Pelvic Floor Training System KO01 5 15 The Prometheus Group Hollister InCare PRS Pelvic Floor Therapy System K974048 Hollister, Inc. Description of Device: The Pathway CTS2000 Pelvic Floor Training System provides electromyographic or pressure biofeedback from pelvic musculat | https://www.accessdata.fda.gov/cdrh_docs/pdf2/K023906.pdf
K023906 | PATHWAY CTS2000 PELVIC FLOOR TRAINING SYSTEM | K934552 | PERIPUMP | 已纳入 | 主库既有 | n Length by physician by physician Pathway Vaginal Pathway Vaginal EMG/Stimulation Sensor EMG/Stimulation Sensor ~uty cycle, Session Length I KO01515 lntended Use I Treatment of Urinary I Treatment of Urinary Anal Pressure Probe Used DesChutes Medical K934552. Pathway Anal Pressure Sensor manufactured by DesChutes Medical K934552 Pathway Anal Pressure Sensor manufactured by Work Period (sec) Rest Period (sec) Session | https://www.accessdata.fda.gov/cdrh_docs/pdf2/K023906.pdf
K023906 | PATHWAY CTS2000 PELVIC FLOOR TRAINING SYSTEM | K993976 | PATHWAY VAGINAL EMG/STIM PERINEOMETER SENSOR, PATHWAY ANAL EMG/STIM PERINEOMETER SENSOR | 已纳入 | 主库既有 | reatment of Urinary Anal Pressure Probe Used DesChutes Medical K934552. Pathway Anal Pressure Sensor manufactured by DesChutes Medical K934552 Pathway Anal Pressure Sensor manufactured by Work Period (sec) Rest Period (sec) Session Duration (min) I K993976 I K993976 Anal EMG/Stim Probe Used I Pathwav Anal I PathwavAnal DesChutes Medical K934552. 1-80 seconds 1-80 seconds 0-80 seconds 0-80 seconds 1-60 minutes 1-60 mi | https://www.accessdata.fda.gov/cdrh_docs/pdf2/K023906.pdf
K023906 | PATHWAY CTS2000 PELVIC FLOOR TRAINING SYSTEM | K891773 | MICROGYN II ELEC STIM DEVICE TREAT OF URIN INCONTI | 已纳入 | 主库既有 | PRS K974048 Square, Symmetrical, .3 ms, I ms On ramp: 20%, 40%, 60%, SO%, 100% of "On" time, no off ramp On (sec): 1-80 Off (sec): 0-80 None by patient; Pulse width, Frequency, Duty cycle, Session Length by physician InCare Vaginal EMG/Stim Probe K891773 InCare Anal EMG/Stim Probe 0-30 K930530 I .99 cm' Probe 9596 - .018Ncm2 (Ims pulse, 1 OOHz, 500ohm ) Probe 9596 - ,239 W/cm2 ( 1 ms pulse, 1 OOHz) Probe K891774 InCa | https://www.accessdata.fda.gov/cdrh_docs/pdf2/K023906.pdf
K023906 | PATHWAY CTS2000 PELVIC FLOOR TRAINING SYSTEM | K930530 | INCARE PRS 9300 PELVIC FL THERA SYST/TREAT URI INC | 已纳入 | 主库既有 | ms On ramp: 20%, 40%, 60%, SO%, 100% of "On" time, no off ramp On (sec): 1-80 Off (sec): 0-80 None by patient; Pulse width, Frequency, Duty cycle, Session Length by physician InCare Vaginal EMG/Stim Probe K891773 InCare Anal EMG/Stim Probe 0-30 K930530 I .99 cm' Probe 9596 - .018Ncm2 (Ims pulse, 1 OOHz, 500ohm ) Probe 9596 - ,239 W/cm2 ( 1 ms pulse, 1 OOHz) Probe K891774 InCare Anal Pressure Probe K891774 The Prometh | https://www.accessdata.fda.gov/cdrh_docs/pdf2/K023906.pdf
K023906 | PATHWAY CTS2000 PELVIC FLOOR TRAINING SYSTEM | K891774 | CONTIMED II BIOFEEDBACK DEV TREAT OF URIN INCONTI | 已纳入 | 主库既有 | , Frequency, Duty cycle, Session Length by physician InCare Vaginal EMG/Stim Probe K891773 InCare Anal EMG/Stim Probe 0-30 K930530 I .99 cm' Probe 9596 - .018Ncm2 (Ims pulse, 1 OOHz, 500ohm ) Probe 9596 - ,239 W/cm2 ( 1 ms pulse, 1 OOHz) Probe K891774 InCare Anal Pressure Probe K891774 The Prometheus Group One Washington Street Ste 303, Dover NH 03820 3827 In the USandCanada 1 800 442 2325 603 749-0733 FAX 603 749-05 | https://www.accessdata.fda.gov/cdrh_docs/pdf2/K023906.pdf
K030039 | PATHWAY STM-10 PELVIC FLOOR STIMULATOR | K993976 | PATHWAY VAGINAL EMG/STIM PERINEOMETER SENSOR, PATHWAY ANAL EMG/STIM PERINEOMETER SENSOR | 已纳入 | 主库既有 | full output @ 500 ohms) 17uC I 28uC 12.5, 50 100, 200Hz I 12.5,50, 100, 200 Hz 60 mA I 1oomA .3 ms fixed I .3 msfixed 5, 10, 15, 20,25, or 30. None by Patient; Frequency, Duty cycle, Session length by physician Pathway Vaginal EMGBtirnulation Sensor K993976 Pathway Anal EMG/Stimulation Sensor K993976 Pathway Vaginal EMG/Stimulation Sensor K993976 Pathway Anal EMGIStimulation Sensor K993976 I 2-31 cm’ 2.31 cm’ Pathway | https://www.accessdata.fda.gov/cdrh_docs/pdf3/K030039.pdf
K033256 | ATHENA PELVIC MUSCLE TRAINER II | K960496 | LIBERTY LITE PFS SYSTEM | 已纳入 | 主库既有 | rformance Standards and Special Controls: At the present time, the following guidance documents are in effect for this device: Guidance on the Content and Organization of a Premarket Notification. 5. Equivalent Device(s): Utah Medical, Liberty PFS-200 System (K960496), Athena Pelvic Muscle Trainer (K023905) 6. Applicant/Sponsor Name I Address: Athena Feminine Technologies 179 Moraga Way Orinda, CA 94563 (925) 254-609 | https://www.accessdata.fda.gov/cdrh_docs/pdf3/K033256.pdf
K033256 | ATHENA PELVIC MUSCLE TRAINER II | K023905 | ATHENA PELVIC MUSCLE TRAINER | 已纳入 | 主库既有 | : At the present time, the following guidance documents are in effect for this device: Guidance on the Content and Organization of a Premarket Notification. 5. Equivalent Device(s): Utah Medical, Liberty PFS-200 System (K960496), Athena Pelvic Muscle Trainer (K023905) 6. Applicant/Sponsor Name I Address: Athena Feminine Technologies 179 Moraga Way Orinda, CA 94563 (925) 254-6090 7. Company Contact: George Sarkis, CEO | https://www.accessdata.fda.gov/cdrh_docs/pdf3/K033256.pdf
K041244 | POLYGRAM NET BIOFEEDBACK APPLICATION | K000386 | POLYGRAM 98 ANORECTAL FUNCTION TESTING APPLICATION, MODEL 9043S0111 | 已纳入 | 确认纳入 | -9670 (763) 514-9703 Trade Name: POLYGRAM NET TM Biofeedback Application Common Name: Biofeedback software application Classification Name: Gastrointestinal motility monitoring system Name of Predicate Device POLYGRAM Anorectal Functional Testing Application, K000386 Regain Desktop, K003127 Orion Platinum, K003367 Device Description The POLYGRAM NETTM Biofeedback Application is used to assess and treat pelvic floor d | https://www.accessdata.fda.gov/cdrh_docs/pdf4/K041244.pdf
K041244 | POLYGRAM NET BIOFEEDBACK APPLICATION | K003127 | REGAIN DESKTOP | 已纳入 | 主库既有 | de Name: POLYGRAM NET TM Biofeedback Application Common Name: Biofeedback software application Classification Name: Gastrointestinal motility monitoring system Name of Predicate Device POLYGRAM Anorectal Functional Testing Application, K000386 Regain Desktop, K003127 Orion Platinum, K003367 Device Description The POLYGRAM NETTM Biofeedback Application is used to assess and treat pelvic floor dysfunction. Data is coll | https://www.accessdata.fda.gov/cdrh_docs/pdf4/K041244.pdf
K041244 | POLYGRAM NET BIOFEEDBACK APPLICATION | K003367 | ORION PLATINUM | 已纳入 | 主库既有 | Biofeedback Application Common Name: Biofeedback software application Classification Name: Gastrointestinal motility monitoring system Name of Predicate Device POLYGRAM Anorectal Functional Testing Application, K000386 Regain Desktop, K003127 Orion Platinum, K003367 Device Description The POLYGRAM NETTM Biofeedback Application is used to assess and treat pelvic floor dysfunction. Data is collected in the anorectal ca | https://www.accessdata.fda.gov/cdrh_docs/pdf4/K041244.pdf
K041244 | POLYGRAM NET BIOFEEDBACK APPLICATION | K992713 | POLYGRAF ID, POLYGRAM '98 ESOPHAGEAL MANOMETRY TESTING APPLICATION | 未纳入 | 确认排除 | re the same as used with the POLYGRAM Anorectal Function Testing Software (K000386), sense the patient's pelvic floor muscle activity during sequences of squeezing and relaxing maneuvers. These sensors and catheters are connected to the Medtronic Polygraf ID (K992713), which acquires the data to be displayed by the POLYGRAM NETTM Biofeedback Application. The POLYGRAM NETTM Biofeedback Application displays a lane, tha | https://www.accessdata.fda.gov/cdrh_docs/pdf4/K041244.pdf
K050483 | EVADRI BLADDER CONTROL SYSTEMS | K961872 | INCARE PELVIC FLOOR THERAPY SYSTEM WITH DESKTOP COMPUTER | 已纳入 | 主库既有 | rated 2000 Hollister Drive Libertyville, EL 60048 Ph: (847) 680-2849 Fax: (847) 918-3860 Date Summary Prepared - February 21, 2005 2. Name of Device: evadri Bladder Control System 3. Name of Predicate Device(s) InCare pelvic Floor Therapy System ( K9305530/c, K961872, K974048,and K013612) : Pathway CTS 2000 pelvic Floor Training System ( KO01515 and K023906) 4. Description of Device The evadri Bladder Control System | https://www.accessdata.fda.gov/cdrh_docs/pdf5/K050483.pdf
K050483 | EVADRI BLADDER CONTROL SYSTEMS | K974048 | INCARE PELVIC FLOOR THERAPY SYSTEM WITH DESKTOP COMPUTER | 已纳入 | 主库既有 | 0 Hollister Drive Libertyville, EL 60048 Ph: (847) 680-2849 Fax: (847) 918-3860 Date Summary Prepared - February 21, 2005 2. Name of Device: evadri Bladder Control System 3. Name of Predicate Device(s) InCare pelvic Floor Therapy System ( K9305530/c, K961872, K974048,and K013612) : Pathway CTS 2000 pelvic Floor Training System ( KO01515 and K023906) 4. Description of Device The evadri Bladder Control System is an off | https://www.accessdata.fda.gov/cdrh_docs/pdf5/K050483.pdf
K050483 | EVADRI BLADDER CONTROL SYSTEMS | K013612 | INCARE PELVIC FLOOR THERAPY SYSTEM | 已纳入 | 主库既有 | Drive Libertyville, EL 60048 Ph: (847) 680-2849 Fax: (847) 918-3860 Date Summary Prepared - February 21, 2005 2. Name of Device: evadri Bladder Control System 3. Name of Predicate Device(s) InCare pelvic Floor Therapy System ( K9305530/c, K961872, K974048,and K013612) : Pathway CTS 2000 pelvic Floor Training System ( KO01515 and K023906) 4. Description of Device The evadri Bladder Control System is an office based in | https://www.accessdata.fda.gov/cdrh_docs/pdf5/K050483.pdf
K050483 | EVADRI BLADDER CONTROL SYSTEMS | K023906 | PATHWAY CTS2000 PELVIC FLOOR TRAINING SYSTEM | 已纳入 | 主库既有 | e Summary Prepared - February 21, 2005 2. Name of Device: evadri Bladder Control System 3. Name of Predicate Device(s) InCare pelvic Floor Therapy System ( K9305530/c, K961872, K974048,and K013612) : Pathway CTS 2000 pelvic Floor Training System ( KO01515 and K023906) 4. Description of Device The evadri Bladder Control System is an office based instrument that is intended to be used by physicians, nurses, nurse clini | https://www.accessdata.fda.gov/cdrh_docs/pdf5/K050483.pdf
K103698 | TENSCARE ITOUCH SURE MODEL ITS | K941911 | INNOVA PELVIC FLOOR STIMULATION SYSTEM | 已纳入 | 主库既有 | r Exerciser Classification name: Stimulator, Electrical, Non-implantable, for Incontinence - Title 21, Code of Federal Regulations Sec.876.5320 ProCodle: 78 KPI Device Classification: Class 11 Predicate Devices: Innova Pelvic Floor Stimulation System by EMPI. K941911 Kegel 8 Pelvic Muscle Trainer by NE Services. K81480 The class of the predicate Devices: Class 11 Device Description: The itouch Sure is a small lightwe | https://www.accessdata.fda.gov/cdrh_docs/pdf10/K103698.pdf
K110179 | INCONTROL | K080950 | STIWELL MED4 | 已纳入 | 主库既有 | 429-2625 Establishment Registration #: to be registered following 5 10(k) Submission Contact: Michael J. Leigh, consultant 12715 Falcon Drive Brookfield, Wisconsin 53005 Ph: (262) 957-6797 Trade Name: InControl InTone Predicate Device: Otto Bock STIWELL med, K080950 MyoTrac Infiniti, K053434 Hollister evadri, K050483 Common Name: Stimulator, Electrical, Non-Implantable, for Incontinence ClsiiainNm:Regula -tion Produc | https://www.accessdata.fda.gov/cdrh_docs/pdf11/K110179.pdf
K110179 | INCONTROL | K053434 | MYOTRAC INFINITI ELECTRICAL STIMULATOR | 已纳入 | 主库既有 | gistration #: to be registered following 5 10(k) Submission Contact: Michael J. Leigh, consultant 12715 Falcon Drive Brookfield, Wisconsin 53005 Ph: (262) 957-6797 Trade Name: InControl InTone Predicate Device: Otto Bock STIWELL med, K080950 MyoTrac Infiniti, K053434 Hollister evadri, K050483 Common Name: Stimulator, Electrical, Non-Implantable, for Incontinence ClsiiainNm:Regula -tion Product Classification Name- De | https://www.accessdata.fda.gov/cdrh_docs/pdf11/K110179.pdf
K110179 | INCONTROL | K050483 | EVADRI BLADDER CONTROL SYSTEMS | 已纳入 | 主库既有 | ered following 5 10(k) Submission Contact: Michael J. Leigh, consultant 12715 Falcon Drive Brookfield, Wisconsin 53005 Ph: (262) 957-6797 Trade Name: InControl InTone Predicate Device: Otto Bock STIWELL med, K080950 MyoTrac Infiniti, K053434 Hollister evadri, K050483 Common Name: Stimulator, Electrical, Non-Implantable, for Incontinence ClsiiainNm:Regula -tion Product Classification Name- Device Number Code Class 876 | https://www.accessdata.fda.gov/cdrh_docs/pdf11/K110179.pdf
K122194 | LIFE-CARE VAGINAL PROBE LIFE-CARE ANAL PROBE | K990456 | ANAL 2 ELECTRODE STIMULATION/EMG PROBE - W/STOP | 已纳入 | 主库既有 | -h1A, PR-14A for Life-Care Vaginal Probe & PR-06/06A, PR-1 2A, PR-1 3/13A for Life-Care Anal Probe. 3. Information of the 510(k) Cleared Device (Predicate Device): Hollister Vaginal Stimulation/EMG Probe-Tampon (K(971541) and Anal Stimulation/EMG Probe-w/Stop(K990456) 4. Classification Information: Trade/Device Name: Everyway Incontinence Stimulation Electrode, model PR-02/02A, PR-03/03A, PR-04/04A, PR-1OA, PR-h1A, P | https://www.accessdata.fda.gov/cdrh_docs/pdf12/K122194.pdf
K122194 | LIFE-CARE VAGINAL PROBE LIFE-CARE ANAL PROBE | K971541 | VAGINAL 2 ELECTRODE STIMULATION/EMG PROBE - TAMPON | 已纳入 | 主库既有 | with pigtail plug. But for the predicate device, only the cord with standard plug is to be provided. 4> The dimensions of the device is different as the following table: * For Vaginal Probe: Probe Diameter(inches) Predicate device New Devices model Hollister/K971541 PR-02/02A PR-03/03A PR-04/04A PR-IDA PR-11A PR-14A Probe Length(inches) 2.3 2.91 5.83 3.97 5.4 4.09 2.07 Probe Diameter(inches) 0.841 1A1 0.98 0.78 0.98 | https://www.accessdata.fda.gov/cdrh_docs/pdf12/K122194.pdf
K122800 | INNER PEACE | K023305 | KEGELMASTER 2000 | 已纳入 | 主库既有 | 25 Product Code: IR Device Class: Class 11 PREDICATE DEVICE 807.92(a)(3) Legally Marketed Equivalent Device Company Product 51 0(k) # Naissance Holdings L.C. GyneFlex 021115 Colonial Medical Supply Pelvic Muscle Therapy 002830 KegelMaster 2000 Ltd Kegelmaster K023305 DEVICE DESCRIPTION 807.92(a)(4) Inner Peace"' is a one-piece, silicone intravaginal pelvic-floor exercise device that squeezes down to be easily inserte | https://www.accessdata.fda.gov/cdrh_docs/pdf12/K122800.pdf
K133826 | INTONEMV | K110179 | INCONTROL | 已纳入 | 主库既有 | n-implantable, For Incontinence Classification Regulation: 21 CFR 876.5320 Class: Class'II Product Code: KPI Legally Marketed Device for Substantial Equivalence Table 5. Predicate Device Information 510(k) Name Product Code Manufacturer InControl Medical, LEC K110179 InTone KPI 3225 Gateway Road, Ste. 250 Brookfield, WI 53045 USA Device Summary lnToneMV is substantially equivalent to the predicate device, InTone (K11 | https://www.accessdata.fda.gov/cdrh_docs/pdf13/K133826.pdf
K133990 | IEVA REHABILITATIVE POSITIONAL DEVICE | K013653 | INCARE PRESSURE BIOFEEDBACK VAGINAL PRESSURE PROBE AND ANAL PRESSURE PROBE | 已纳入 | 主库既有 | eva Rehabilitative Positional Device Common/Usual Name: Pelvic Muscle Exerciser Classification Name: Perineometer Product Code: HIR Regulation Number: 21 CFR 884.1425 Device Classification: Class II Predicate Devices InCare Pressure Biofeedback Vaginal Probe (K013653) 1.1 Device Description The leva Rehabilitative Positional Device is a device specifically designed to facilitate Kegel exercise training of women with | https://www.accessdata.fda.gov/cdrh_docs/pdf13/K133990.pdf
K134020 | INTONEMV | K110179 | INCONTROL | 已纳入 | 主库既有 | implantable, For Incontinence Classification Regulation: 21 CFR 876.5320 Class: Class 11 Product Code: KPI Legally Marketed Device for Substantial Equivalence Table 5. Predicate Device Information 510(k) Name Product Code - Manufacturer InControl Medical, LLC K110179 InTone KPI 3225 Gateway Road, Ste. 250 ______________Brookfield,_WI_53045_USA evadi BldderHOLLISTER, Inc. K050483 evadril Bladers KPI 2000 Hollister Dr. | https://www.accessdata.fda.gov/cdrh_docs/pdf13/K134020.pdf
K134020 | INTONEMV | K050483 | EVADRI BLADDER CONTROL SYSTEMS | 已纳入 | 主库既有 | Marketed Device for Substantial Equivalence Table 5. Predicate Device Information 510(k) Name Product Code - Manufacturer InControl Medical, LLC K110179 InTone KPI 3225 Gateway Road, Ste. 250 ______________Brookfield,_WI_53045_USA evadi BldderHOLLISTER, Inc. K050483 evadril Bladers KPI 2000 Hollister Dr. Contrl SytemsLibertyville, IL 60048 USA ConfidentioI 9 1 P a g K 134020 Page 2 of 5 INC O TROLTraditional 510(k) S | https://www.accessdata.fda.gov/cdrh_docs/pdf13/K134020.pdf
K140265 | ELECTRODE FOR URINARY INCONTINENCE | K122194 | LIFE-CARE VAGINAL PROBE LIFE-CARE ANAL PROBE | 已纳入 | 主库既有 | VERYWAY MEDICAL INSTRUMENT CO., LTD Device: Everyway Incontinence Stimulation Electrode Model: PR-02/02A, PR-03103A, PR-04104A, PR-10A, PR-h1A, PR-14A for Life-Care VaginalProbe & PR- 06/06A, PR-1 2A, PR-1 3/13A for Life-Care Anal Probe. 510(K) Number: K122194 4 Device Description The Urinary Incontinence Probe, model PR-51 Vaginal Probe & PR-52 Anal Probe are the light weight cylinder consisting of two independent c | https://www.accessdata.fda.gov/cdrh_docs/pdf14/K140265.pdf
K140780 | KEGEL SMART, KEGELSMART PEARL | K994079 | REFLEX TREATMENT SYSTEM | 已纳入 | 主库既有 | that is communicated to the user with gentle vibrations. Statement of Substantial Equivalence The Intimina KegelSmart and KegelSmart Pearl are substantially equivalent to The Reflex Treatment System (DesChutes Medical Products, Inc.) clearance number K994079. 2 Comparison of Technological Characteristics with the Predicate Device Name of the device KegelSmart and KegelSmart Pearl The Reflex Treatment System FDA class | https://www.accessdata.fda.gov/cdrh_docs/pdf14/K140780.pdf
K141893 | VIBRANCE KEGEL DEVICE (VKD) | K002830 | PELVIC MUSCLE THERAPY | 已纳入 | 主库既有 | e: Perineometer Classification Regulation: 21 CFR § 884.1425 Product Code: HIR Device Class: Class II Classification Panel: Obstetrics/Gynecology 5. Legally Marketed Predicate Device Colonial Medical Supply Pelvic Muscle Therapy 510(k) Number K002830 6. Device Description The Vibrance Kegel Device (VKD700) is an intra- vaginal exercise device intended to strengthen the pelvic floor musculature by offering resistance | https://www.accessdata.fda.gov/cdrh_docs/pdf14/K141893.pdf
K142355 | Vaginal Tactile Imager | K031169 | MOTILITY VISUALIZATION SYSTEM | 未纳入 | 确认排除 | ineometer Device Trade/Proprietary Name: Vaginal Tactile Imager Device Class: Class II Classification Name: Perineometer Product Code: HIR Regulation Number: 884.1425 5.2. LEGALLY MARKETED DEVICES FOR SUBSTANTIAL EQUIVALENCE 1. K031169, Motility Visualization System (Sierra Scientific Instruments, Inc.) 2. K983052, Peritron Perineometer Model 9300V or 9300A (Cardio Design Pty. Ltd.) 5.3. DESCRIPTION The Vaginal Tacti | https://www.accessdata.fda.gov/cdrh_docs/pdf14/K142355.pdf
K142355 | Vaginal Tactile Imager | K983052 | PERITRON PERINEOMETER MODEL 9300V OR 9300A | 已纳入 | 主库既有 | Class II Classification Name: Perineometer Product Code: HIR Regulation Number: 884.1425 5.2. LEGALLY MARKETED DEVICES FOR SUBSTANTIAL EQUIVALENCE 1. K031169, Motility Visualization System (Sierra Scientific Instruments, Inc.) 2. K983052, Peritron Perineometer Model 9300V or 9300A (Cardio Design Pty. Ltd.) 5.3. DESCRIPTION The Vaginal Tactile Imager (VTI) obtains a high resolution mapping of pressures and assesses th | https://www.accessdata.fda.gov/cdrh_docs/pdf14/K142355.pdf
K143580 | PeriCoach | K002617 | PERIFORM PERINEOMETRIC PROBE, MODEL 8300 | 已纳入 | 主库既有 | ia Tel: +61(0) 299062984 Fax: +61(0) 285804613 tracey@brandwoodbiomedical.com Trade Name: PeriCoach ® Common Name: Perineometer Classification Name: (21CFR 884.1425) Perineometer Product Code: H I R Predicate: Neen Healthcare Periform (K002617) Intended Use: The PeriCoach® is a perineometer designed to treat stress, mild- moderate urge and mixed urinary incontinence in women, by strengthening of the pelvic floor musc | https://www.accessdata.fda.gov/cdrh_docs/pdf14/K143580.pdf
K150180 | InTone | K110179 | INCONTROL | 已纳入 | 主库既有 | evice, Perineometer Classification Regulation: 21 CFR 876.5320 21 CFR 884.1425 Class: Class II Product Code: KPI HIR Legally Marketed Device for Substantial Equivalence Table 7.2 Predicate Device Information 510(k) Name Product Code Manufacturer K110179 InTone KPI InControl Medical, LLC 3225 Gateway Road, Ste. 250 Brookfield, WI 53045 USA K134020 InToneMV KPI/HCC InControl Medical, LLC 3225 Gateway Road, Ste. 250 Bro | https://www.accessdata.fda.gov/cdrh_docs/pdf15/K150180.pdf
K150180 | InTone | K134020 | INTONEMV | 已纳入 | 主库既有 | Product Code: KPI HIR Legally Marketed Device for Substantial Equivalence Table 7.2 Predicate Device Information 510(k) Name Product Code Manufacturer K110179 InTone KPI InControl Medical, LLC 3225 Gateway Road, Ste. 250 Brookfield, WI 53045 USA K134020 InToneMV KPI/HCC InControl Medical, LLC 3225 Gateway Road, Ste. 250 Brookfield, WI 53045 USA 3225 Gateway Road, Ste. 250 Brookfield, WI 53045 Traditional 510(k) Submi | https://www.accessdata.fda.gov/cdrh_docs/pdf15/K150180.pdf
K150183 | ApexM | K110179 | INCONTROL | 已纳入 | 主库既有 | rical, Non-Implantable, For Incontinence Classification Regulation: 21 CFR 876.5320 Class: Class II Product Code: KPI Legally Marketed Device for Substantial Equivalence Table 7.2: Predicate Device Information 510(k) Name Product Code Manufacturer K110179 InTone KPI InControl Medical, LLC 3225 Gateway Road, Ste. 250 Brookfield, WI 53045 USA K141158 Apex KPI InControl Medical, LLC 3225 Gateway Road, Ste. 250 Brookfiel | https://www.accessdata.fda.gov/cdrh_docs/pdf15/K150183.pdf
K150183 | ApexM | K141158 | APEX | 已纳入 | 主库既有 | II Product Code: KPI Legally Marketed Device for Substantial Equivalence Table 7.2: Predicate Device Information 510(k) Name Product Code Manufacturer K110179 InTone KPI InControl Medical, LLC 3225 Gateway Road, Ste. 250 Brookfield, WI 53045 USA K141158 Apex KPI InControl Medical, LLC 3225 Gateway Road, Ste. 250 Brookfield, WI 53045 USA 3225 Gateway Road, Ste. 250 Brookfield, WI 53045 Traditional 510(k) Submission Pa | https://www.accessdata.fda.gov/cdrh_docs/pdf15/K150183.pdf
K150183 | ApexM | K134020 | INTONEMV | 已纳入 | 主库既有 | Factors and Usability Validation. Software Level of Concern Moderate Moderate Moderate Identical None ApexM has the same internal electronics and hardware as the predicate Apex (K141158). ApexM has the same patient contacting materials as InToneMV (K134020). The predicate device, Apex (K141158), was evaluated for safety when supplied over-the-counter through a human factors / usability study. The device labeling and | https://www.accessdata.fda.gov/cdrh_docs/pdf15/K150183.pdf
K150183 | ApexM | K131420 | PETITE BASIC SYSTEM 701 ELT | 未纳入 | 确认排除 | a result of the similar features between ApexM and the predicates, this claim of substantial equivalence references the electrical safety, and EMC testing performed on the predicates InTone and Apex, and the biocompatibility testing performed on InToneMV (K131420). New electrical safety, EMC, and biocompatibility testing did not need to be performed to demonstrate the equivalent safety and effectiveness of ApexM. Sof | https://www.accessdata.fda.gov/cdrh_docs/pdf15/K150183.pdf
K160758 | PeriCoach OTC | K143580 | PeriCoach | 已纳入 | 主库既有 | 5 Australia Tel: +61(0) 299062984 Fax: +61(0) 285804613 tammy@brandwoodbiomedical.com Trade Name: PeriCoach® OTC Common Name: Perineometer Classification Name: (21CFR 884.1425) Perineometer Product Code: HIR Predicate: PeriCoach® (K143580) Intended Use: The PeriCoach® OTC is a perineometer designed to treat stress, mild- moderate urge and mixed urinary incontinence in women, by strengthening of the pelvic floor muscl | https://www.accessdata.fda.gov/cdrh_docs/pdf16/K160758.pdf
K160773 | Yarlap II | K141643 | YARLAP | 已纳入 | 主库既有 | d is not supplied with the unit. The Applicant device is supplied with a vaginally inserted electrode used with the device to stimulate the muscle of the female pelvic floor (the electrode, essential technology and intended use are identical to the Predicate: K141643). The Applicant device is supplied with a biofeedback reference lead wire with a skin electrode(s). The Applicant device control unit connects directly | https://www.accessdata.fda.gov/cdrh_docs/pdf16/K160773.pdf
K161349 | Everyway Incontinence Stimulation System | K141643 | YARLAP | 已纳入 | 主库既有 | i City 222, Taiwan Contact Person: Robert Tu Phone : 886-2-2662-0038 Fax No: 886-2-2664-5566 e-mail : robert@everyway-medical.com 2. Name of the Device: E veryway Incontinence Stimulation System 3. Information of the 510(k) Cleared Device (Predicate Device): K 141643: Yarlap Nonimplanted electrical continence device. K122194: Life-Care Vaginal Probe models PR-02A, PR-03A, PR-04A, PR-14A (for reference) K071951:Everyw | https://www.accessdata.fda.gov/cdrh_docs/pdf16/K161349.pdf
K161349 | Everyway Incontinence Stimulation System | K122194 | LIFE-CARE VAGINAL PROBE LIFE-CARE ANAL PROBE | 已纳入 | 主库既有 | 2662-0038 Fax No: 886-2-2664-5566 e-mail : robert@everyway-medical.com 2. Name of the Device: E veryway Incontinence Stimulation System 3. Information of the 510(k) Cleared Device (Predicate Device): K 141643: Yarlap Nonimplanted electrical continence device. K122194: Life-Care Vaginal Probe models PR-02A, PR-03A, PR-04A, PR-14A (for reference) K071951:Everyway Comfy EMS/Model EV-805(for reference) 4. Classification | https://www.accessdata.fda.gov/cdrh_docs/pdf16/K161349.pdf
K161349 | Everyway Incontinence Stimulation System | K071951 | COMFY SERIES: EV-804, EV-805 & EV-806 | 未纳入 | 确认排除 | vice: E veryway Incontinence Stimulation System 3. Information of the 510(k) Cleared Device (Predicate Device): K 141643: Yarlap Nonimplanted electrical continence device. K122194: Life-Care Vaginal Probe models PR-02A, PR-03A, PR-04A, PR-14A (for reference) K071951:Everyway Comfy EMS/Model EV-805(for reference) 4. Classification Information: T rade/Device Name: Everyway Incontinence Stimulation System Regulation Num | https://www.accessdata.fda.gov/cdrh_docs/pdf16/K161349.pdf
K162010 | HPM-6000U | K973096 | NEOTONUS MODEL 1000 MUSCLE STIMULATOR SYSTEM | 已纳入 | 主库既有 | U is a non -invasive therapeutic device , and is substantially equivalent to the current product that is already cleared for distribution in the USA under the following 510(k) Premarket Notification number: Neotonus Model 1000 Muscle Stimulator System (K973096) 0 510(K) SUMMARY 0 – Page 2 of 5 Product Description The HPM-6000U is a non-invasive therapeutic device. The device produces electromagnetic field that intera | https://www.accessdata.fda.gov/cdrh_docs/pdf16/K162010.pdf
K162689 | Vibrance Pelvic Trainer | K141893 | VIBRANCE KEGEL DEVICE (VKD) | 已纳入 | 主库既有 | d on the similarities to the predicate device. Table 5A – Comparison of Characteristics Manufacturer Bioinfinity (M) Sdn. Bhd. Bioinfinity (M) Sdn. Bhd. Significant Trade Name Vibrance® Pelvic Trainer Vibrance Kegel Device Differences 510(k) Number K162689 K141893 Not applicable Product Code HIR HIR Identical Regulation Number 21 CFR § 884.1425 21 CFR § 884.1425 Identical Regulation Name Perineometer Perineometer Ide | https://www.accessdata.fda.gov/cdrh_docs/pdf16/K162689.pdf
K171896 | Feminine Personal Trainer (FPT) | K121902 | NATRATONE | 已纳入 | 主库既有 | Number: 21 CFR § 884.1425 Classification Name: Perineometer Regulatory Class: II Product Code: HIR (Perineometer) Classification Panel: Obstetrics/Gynecology III. PREDICATE DEVICE 510(k) Number Trade or Proprietary or Model Name Manufacturer K121902 NatraTone® Orelle Corporation Ltd This predicate has not been subject to a design-related recall. IV. DEVICE DESCRIPTION The FPT is designed specifically for women for th | https://www.accessdata.fda.gov/cdrh_docs/pdf17/K171896.pdf
K171896 | Feminine Personal Trainer (FPT) | K021115 | GYNEFLEX | 已纳入 | 主库既有 | ese muscles. It seeks to correct, through exercise, urinary incontinence in women. VI. COMPARISON OF TECHNOLOGICAL CHARACTERISTICS WITH THE PREDICATE DEVICE Device Name Feminine Personal Trainer (FPT) NatraTone® Device Comparison 510(k) Number K171896 K021115 Not applicable Regulation Number 21 CFR § 884.1425 21 CFR § 884.1425 Same Product Code HIR HIR Same Classification Name Perineometer Perineometer Same Indicatio | https://www.accessdata.fda.gov/cdrh_docs/pdf17/K171896.pdf
K180637 | leva Pelvic Floor Trainer | K133990 | IEVA REHABILITATIVE POSITIONAL DEVICE | 已纳入 | 主库既有 | Muscle Exerciser Classification Name: Perineometer Regulation Number: 21 CFR 884.1425 Device Classification: Class II Product Code: HIR (perineometer) Review Panel: Obstetrics/Gynecology Predicate Device Identification 510(k) Number: K133990 Device Name: leva Rehabilitative Positional Device Manufacturer: Remendium Labs, LLC (Renovia Inc, is the current holder of the 510(k)) The predicate device has not been subject | https://www.accessdata.fda.gov/cdrh_docs/pdf18/K180637.pdf
K192357 | INNOVO | K183585 | Elitone Device | 已纳入 | 主库既有 | Incontinence Regulation Number: 21 CFR 876.5330 Regulation Name: Transcutaneous Electrical Continence Device Regulatory Class: Class II Product Code: QAJ This predicate has not been subject to a design related recall. Reference Device: ELITONE Device (K183585) Common Name or Usual Name: Cutaneous Electrode Stimulator for Urinary Incontinence Regulation Number: 21 CFR 876.5330 Regulation Name: Transcutaneous Electrica | https://www.accessdata.fda.gov/cdrh_docs/pdf19/K192357.pdf
K202648 | Biofeedback Nerve and Muscle Stimulator | K080950 | STIWELL MED4 | 已纳入 | 主库既有 | ss: Class II (4) Predicate and reference device  Predicate device Sponsor Otto Bock Healthcare Product GmbH Shenzhen Konmed Technology Co., Ltd. 510(k)s – 510 (k) Summary Page 2 of 11 Device Name and Model STIWELL med4/ Model: 900101S 510(k) Number K080950 Product Code IPF, GZI, KPI, GZJ, HCC Regulation Number 21 CFR 890.5850 21 CFR 876.5320 21 CFR 882.5050 21 CFR 882.5890 21 CFR 882.5810 Regulation Class II  Refer | https://www.accessdata.fda.gov/cdrh_docs/pdf20/K202648.pdf
K202648 | Biofeedback Nerve and Muscle Stimulator | K053434 | MYOTRAC INFINITI ELECTRICAL STIMULATOR | 已纳入 | 主库既有 | 21 CFR 890.5850 21 CFR 876.5320 21 CFR 882.5050 21 CFR 882.5890 21 CFR 882.5810 Regulation Class II  Reference device Sponsor Thought Technology Ltd Mantra International (HK) Ltd Device Name and Model MyoTrac Infiniti System Kegel8 510(k) Number K053434 K081480 Product Code IPF, KPI, HCC KPI Regulation Number 21 CFR 890.5850 21 CFR 882.5050 21 CFR 876.5320 21CFR876.5320 Regulation Class II II (5) Description/ Design | https://www.accessdata.fda.gov/cdrh_docs/pdf20/K202648.pdf
K202648 | Biofeedback Nerve and Muscle Stimulator | K081480 | KEGEL8 PELVIC EXERCISER, MODEL OPH 400 | 已纳入 | 主库既有 | 890.5850 21 CFR 876.5320 21 CFR 882.5050 21 CFR 882.5890 21 CFR 882.5810 Regulation Class II  Reference device Sponsor Thought Technology Ltd Mantra International (HK) Ltd Device Name and Model MyoTrac Infiniti System Kegel8 510(k) Number K053434 K081480 Product Code IPF, KPI, HCC KPI Regulation Number 21 CFR 890.5850 21 CFR 882.5050 21 CFR 876.5320 21CFR876.5320 Regulation Class II II (5) Description/ Design of dev | https://www.accessdata.fda.gov/cdrh_docs/pdf20/K202648.pdf
K202648 | Biofeedback Nerve and Muscle Stimulator | K163288 | Pelvifine Pelvic Muscle Trainer | 已纳入 | 主库既有 | upplied with vaginally inserted probe used with the device to stimulate the muscle of the pelvic floor (the probe is identical to that used in the mo del KM518 with 510(k) number Shenzhen Konmed Technology Co., Ltd. 510(k)s – 510 (k) Summary Page 3 of 11 K163288). Anal probe is optional, user can choose to purchase qualified probe. The device is supplied with biofeedback reference lead wire with skin electrodes. The | https://www.accessdata.fda.gov/cdrh_docs/pdf20/K202648.pdf
K202648 | Biofeedback Nerve and Muscle Stimulator | K160138 | Adhesive Electrodes | 未纳入 | 确认排除 | 4 of 11 3. Conductive hydrogel (A, T or U gel) Vaginal probe ABS plastic, stainless steel Surface-contacting device: Mucosal membrane Less than 24 hours We have selected 510(k) cleared electrode patches to be used with our device, its 510(k) number is K160138 (model: OCWN2505), and its biocompatibility complies with ISO 10993. The vaginal probe is the same probe with that used in another model KM518 manufactured by o | https://www.accessdata.fda.gov/cdrh_docs/pdf20/K202648.pdf
K210002 | STELLA BIO | K080950 | STIWELL MED4 | 已纳入 | 主库既有 | 0 Information for the 510(k) Cleared Device (Predicate Device): Predicate Device for Prescription and Home Use by prescription from a medical professional: 510(k) number Predicate device Manufacturer Regulation Number Product Code Clearance Date K080950 Stiwell med4 Otto Bock Healthcare 890.5850 IPF, GZJ, 20 09-04-02 EGZOTech Sp. z o.o., ul. Romualda Traugutta 6H, 44-100 Gliwice, Poland Telephone: 0048 32 750 49 45 ; | https://www.accessdata.fda.gov/cdrh_docs/pdf21/K210002.pdf
K222201 | Biological Feedback and Stimulation System | K202648 | Biofeedback Nerve and Muscle Stimulator | 已纳入 | 主库既有 | @chonconn.com Tel: +86-755 33941160 3. Regulatory Class Regulation number 21 CFR 890.5850 21 CFR 876.5320 21 CFR 882.5050 Product code: IPF, KPI, HCC Review panel 4. Shenzhen Konmed Technology Co., Ltd., Biofeedback Nerve and Muscle Stimulator under K202648. 5. 6. 7. (K222201) 8. The following performance data were provided in support of the substantial equivalence determination. Biocompatibility testing The biocompa | https://www.accessdata.fda.gov/cdrh_docs/pdf22/K222201.pdf
K230767 | Pelvic Floor Muscle Stimulator | K181497 | HPM-6000UF | 已纳入 | 主库既有 | 8 Email : qiukai@vishee.com Correspondent Contact: Mrs. Lisa Tan Phone: +86 19850817942 Email : tanyumei@vishee.com Preparation date: September 12, 2023 2. Device Name 3. Predicate and Reference Devices 510(k) Number Trade Name of the Device Predicate: K181497 HPM-6000UF Reference: K201014 MyOnyx System The predicate device was never subjected to a design related recall. 4. Device Description T he Pelvic Floor Muscle | https://www.accessdata.fda.gov/cdrh_docs/pdf23/K230767.pdf
K230767 | Pelvic Floor Muscle Stimulator | K201014 | MyOnyx System | 已纳入 | 主库既有 | orrespondent Contact: Mrs. Lisa Tan Phone: +86 19850817942 Email : tanyumei@vishee.com Preparation date: September 12, 2023 2. Device Name 3. Predicate and Reference Devices 510(k) Number Trade Name of the Device Predicate: K181497 HPM-6000UF Reference: K201014 MyOnyx System The predicate device was never subjected to a design related recall. 4. Device Description T he Pelvic Floor Muscle Stimulator (model: MagBelle | https://www.accessdata.fda.gov/cdrh_docs/pdf23/K230767.pdf
K231166 | Levina, Levina Incontinence Stimulation Electrodes (Sterile), Pelvic Floor Muscle Probe Electrodes | K222528 | Well-Life Probe Electrode for Stimulation/EMG Probe (Model: SA), Well-Life Incontinence Stimulation/EMG Electrode Probe, Well-Life Probe Electrode | 已纳入 | 主库既有 | 876.5320 Classification Name: Nonimplanted electrical continence device Regulatory Class: Class II Product Code: KPI Subsequent Product Code: HIR (Obstetrical and Gynecological Diagnostic Devices) 3. Predicate Device Information Primary Predicate 510K Number: K222528 Well-Life Probe Electrode for Stimulation/EMG Probe (Model: SA) This predicate has not been subject to a design-related recall. No r eference devices we | https://www.accessdata.fda.gov/cdrh_docs/pdf23/K231166.pdf
K231780 | Perifit Care+ | K221476 | Perifit | 已纳入 | 主库既有 | Prepared: December 19, 2023 Date of Submission: June 16, 2023 Name of Device: Perifit Care+ Common or Usual Name: Perineometer Classification Name: (21 CFR 884.1425) Perineometer Regulatory Class: Class II Product Code: HIR Predicate Devices: Perifit (K221476) Intended Use / Indications for Use The Perifit Care+ is a perineometer designed to treat stress, mild- moderate urge and mixed urinary incontinence in women, b | https://www.accessdata.fda.gov/cdrh_docs/pdf23/K231780.pdf
K231875 | Vaginal Tactile Ultrasound Imager | K142355 | Vaginal Tactile Imager | 已纳入 | 主库既有 | l Tactile Ultrasound Imager (TIUSv) Device Class: Class II Classification Name: Perineometer/Ultrasonic pulsed echo imaging system Product Code: HIR/IYO Regulation Number: 884.1425/892.1560 2 . LEGALLY MARKETED DEVICES FOR SUBSTANTIAL EQUIVALENCE 1. K142355, Vaginal Tactile Imager (Advanced Tactile Imaging, Inc.), 3 . DESCRIPTION The Vaginal Tactile Ultrasound Imager (TIUSv) acquires ultrasound images and tactile ima | https://www.accessdata.fda.gov/cdrh_docs/pdf23/K231875.pdf
K240805 | Flyte Mechanotherapy System, MTI-1.5 (MTI-1.5) | K233362 | Flyte Mechanotherapy System (aka Flyte System) (MTI-1.0) | 已纳入 | 主库既有 | rmation Name of Device: Flyte System (MTI -1.5) Common or Usual Name: Perineometer Classification Name: Perineometer Regulation Number: 21 CFR 884.1425 Regulatory Class: II Product Code: HIR (Perineometer) Predicate Device Flyte System (MTI-1.0), K233362 Note: the predicate device has not been subject to a design-related recall. Device Description The Flyte System is a repeat use, non-sterile, vaginal device intended | https://www.accessdata.fda.gov/cdrh_docs/pdf24/K240805.pdf
K241516 | BTL-398 | K181497 | HPM-6000UF | 已纳入 | 主库既有 | Name: BTL-398 Primary Classification Name: Nonimplanted electrical continence device Classification Regulation: 21 CFR 876.5320, Class II Classification Product Code: KPI K241516 Page 1 of 5 510(k) Summary Page 2 of 5 3. Predicate Device Identification K181497 HPM-6000UF BTL Industries, Inc. The predicate device was never subjected to a design related recall. 4. Device Description The BTL-398 is a non-invasive therap | https://www.accessdata.fda.gov/cdrh_docs/pdf24/K241516.pdf
K251026 | Regenesis EMS Chair | K181497 | HPM-6000UF | 已纳入 | 主库既有 | MB number.” K251026 Page 1 of 3 510 (k) Summary 1. Submitter Information 510 (k) submitter: Address: Applicant Contact Person: Correspondent Contact: Preparation date: 2. Device Name 3. Predicate Device 510(k) Number Trade Name of the Device Predicate: K181497 HPM-6000UF The predicate device was never subjected to a design related recall. 4. Device Description T he ReGenesis Chair is an electromagnetic muscle stimula | https://www.accessdata.fda.gov/cdrh_docs/pdf25/K251026.pdf
K252334 | PELVIPOWER Pelvic Functional Magnetic Stimulation (PELVIPOWER PelvicFMS) (033-0-1100-02) | K181497 | HPM-6000UF | 已纳入 | 主库既有 | e: Stimulator, Electrical, Non-Implantable, For Incontinence Classification Regulation: 21 CFR 876.5320 Device Class: Class II Panel Gastroenterology/Urology Product Code KPI 3. PREDICATE DEVICE Predicate Devices: HPM-6000UF 510(k) number K181497 Company Name BTL Industries, Inc. The predicate device has not been subject to a design related recall. The BTL-398 (K241516) was used as a reference device to support testi | https://www.accessdata.fda.gov/cdrh_docs/pdf25/K252334.pdf
K252334 | PELVIPOWER Pelvic Functional Magnetic Stimulation (PELVIPOWER PelvicFMS) (033-0-1100-02) | K241516 | BTL-398 | 已纳入 | 主库既有 | nel Gastroenterology/Urology Product Code KPI 3. PREDICATE DEVICE Predicate Devices: HPM-6000UF 510(k) number K181497 Company Name BTL Industries, Inc. The predicate device has not been subject to a design related recall. The BTL-398 (K241516) was used as a reference device to support testing of the coil movement feature of the subject device. 4. DEVICE DESCRIPTION PELVIPOWER PelvicFMS is a non-invasive pelvic floor | https://www.accessdata.fda.gov/cdrh_docs/pdf25/K252334.pdf
K252601 | Pelvic Muscle Trainer (PC22A); Pelvic Muscle Trainer (PC22A-L); Pelvic Muscle Trainer (PC22E); Pelvic Muscle Trainer (PC22E-L) | K160773 | Yarlap II | 已纳入 | 主库既有 | ification number 21 CFR 876.5320 Classification name Nonimplanted electrical continence device Product Code KPI Secondary Product Code HIR 3. Predicate Device Identification No. Device name and model K number Manufacturer Primary Predicate Yarlap II K160773 International Trade Group, Inc. Secondary Predicate ApexMV K182022 InControl Medical, LLC The predicate devices have not been subject to a design-related recall. | https://www.accessdata.fda.gov/cdrh_docs/pdf25/K252601.pdf
K252601 | Pelvic Muscle Trainer (PC22A); Pelvic Muscle Trainer (PC22A-L); Pelvic Muscle Trainer (PC22E); Pelvic Muscle Trainer (PC22E-L) | K182022 | ApexMV | 已纳入 | 主库既有 | ectrical continence device Product Code KPI Secondary Product Code HIR 3. Predicate Device Identification No. Device name and model K number Manufacturer Primary Predicate Yarlap II K160773 International Trade Group, Inc. Secondary Predicate ApexMV K182022 InControl Medical, LLC The predicate devices have not been subject to a design-related recall. 4. Device Description The Pelvic Muscle Trainer is an over-the-count | https://www.accessdata.fda.gov/cdrh_docs/pdf25/K252601.pdf